## TEC Register
TEC Register as on 30/03/2021
Project Name | Customer Name | Connection Site | Stage | MW Connected | MW Increase / Decrease | Cumulative Total Capacity (MW) | MW Effective From | Project Status | Agreement Type | HOST TO | Plant Type
A'Chruach Wind Farm | A'CHRUACH WIND FARM LIMITED | A'Chruach Wind Farm |  | 43 | 0 | 43 |  | Built | Directly Connected | SHET | Wind Onshore
Abedare | DISTRICT ENERGY LIMITED | Upperboat 132kV |  | 10 | 0 | 10 |  | Built | Embedded | NGET | CCGT (Combined Cycle Gas Turbine)
Aberarder Wind Farm | ABERARDER WIND FARM LLP | Aberarder Wind Farm 132/33kV Substation |  | 0 | 51.6 | 51.6 | 2024-08-30 | Consents Approved | Directly Connected | SHET | Wind Onshore
Aberdeen Offshore Wind Farm | ABERDEEN OFFSHORE WIND FARM LIMITED | Blackdog 132kV Substation |  | 95.5 | 0 | 95.5 |  | Built | Directly Connected | SHET | Wind Offshore
Abergelli Power Limited | ABERGELLI POWER LIMITED | Swansea North 400kV |  | 0 | 299 | 299 | 2022-09-30 | Scoping | Directly Connected | NGET | OCGT (Open Cycle Gas Turbine)
Aberthaw | RWE GENERATION UK PLC | Aberthaw 275kV |  | 50 | 0 | 50 |  | Built | Directly Connected | NGET | Coal
Aberthaw (Tertiary) | ENSO GREEN HOLDINGS LIMITED | Aberthaw 275kV |  | 0 | 57 | 57 | 2024-10-31 | Scoping | Directly Connected | NGET | Energy Storage System; PV Array (Photo Voltaic/solar)
Afton Wind Farm | AFTON WIND FARM LIMITED | Afton |  | 50 | 0 | 50 |  | Built | Directly Connected | SPT | Wind Onshore
Aigas (part of the Beauly Cascade) | SSE GENERATION LIMITED | Aigas |  | 20 | 0 | 20 |  | Built | Directly Connected | SHET | Hydro
Aikengall IIa Wind Farm | AIKENGALL IIA COMMUNITY WIND COMPANY LIMITED | Westerdod 132kV | 1 | 76.2 | 0 | 76.2 |  | Built | Directly Connected | SPT | Wind Onshore
|  | Westerdod 132kV | 2 | 0 | 5 | 81.2 | 2021-07-02 | Under Construction/Commissioning | Directly Connected | SPT | Wind Onshore
Aikengall II Windfarm | AIKENGALL II COMMUNITY WIND COMPANY LIMITED | Westerdod 132kV |  | 63.8 | 0 | 63.8 |  | Built | Directly Connected | SPT | Wind Onshore
Airies Wind Farm | AIRIES WINDFARM LIMITED | Newton Stewart 132/33kV |  | 35 | 0 | 35 |  | Built | Embedded | SPT | Wind Onshore
Alcemi Coalburn Battery Energy Storage Facility | ALCEMI STORAGE DEVELOPMENTS 4 LIMITED | Coalburn 400kV GIS Substation |  | 0 | 500 | 500 | 2025-10-31 | Scoping | Directly Connected | SPT | Energy Storage System
Alverdiscott | PIVOTED POWER LLP | Alverdiscott |  | 0 | 49.9 | 49.9 | 2023-10-31 | Scoping | Directly Connected | NGET | Energy Storage System
| XLINKS LIMITED | Alverdiscott 400kV |  | 0 | 1800 | 1800 | 2026-12-31 | Scoping | Null | NGET | Wind Offshore
Andershaw Wind Farm | ANDERSHAW WIND POWER LIMITED | Linnmill 132/33kV |  | 35 | 0 | 35 |  | Built | Embedded | SPT | Wind Onshore
An Suidhe Wind Farm - Argyll (SRO) | AN SUIDHE WIND FARM LIMITED | Eredine Forest |  | 19.3 | 0 | 19.3 |  | Built | Directly Connected | SHET | Wind Onshore
Arbroath Battery Substation | ARBROATH LIMITED | Arbroath |  | 0 | 35 | 35 | 2021-09-30 | Consents Approved | Embedded | SHET | Energy Storage System
Ardkinglas | SCOTTISHPOWER RENEWABLES (UK) LIMITED | Ardkinglas |  | 19.25 | 0 | 19.25 |  | Built | Embedded | SHET | Wind Onshore
Arecleoch | SCOTTISHPOWER RENEWABLES (UK) LIMITED | Arecleoch 132kV |  | 114 | 0 | 114 |  | Built | Directly Connected | SPT | Wind Onshore
Arecleoch Windfarm Extension | SCOTTISHPOWER RENEWABLES (UK) LIMITED | Arecleoch 132kV |  | 0 | 72.8 | 72.8 | 2023-10-31 | Scoping | Directly Connected | SPT | Wind Onshore
Armadale Wind Farm | BROOKFIELD RENEWABLE UK LIMITED | Armadale Windfarm 132/33kV Substation |  | 0 | 99 | 99 | 2025-08-31 | Awaiting Consents | Directly Connected | SHET | Wind Onshore
Artfield Forest Windfarm | ARTFIELD FOREST WIND FARM LTD | Newton Stewart |  | 0 | 67.2 | 67.2 | 2025-05-01 | Scoping | Embedded | SPT | Wind Onshore
Assel Valley Wind Farm | ASSEL VALLEY WIND ENERGY LIMITED | Maybole 132/33KV |  | 29.95 | 0 | 29.95 |  | Built | Embedded | SPT | Wind Onshore
Auchrobert Wind Farm | AUCHROBERT WIND ENERGY LIMITED | Linmill 132/33kV |  | 36 | 0 | 36 |  | Built | Embedded | SPT | Wind Onshore
Awel Y Mor Extension | AWEL Y MOR OFFSHORE WIND FARM LIMITED | Gwynt y Mor 132/33kV Offshore Substation |  | 0 | 580 | 580 | 2027-04-01 | Scoping | Directly Connected | OFTO | Wind Offshore
Axminster | PIVOTED POWER LLP | Axminster |  | 0 | 49.9 | 49.9 | 2022-10-31 | Scoping | Directly Connected | NGET | Energy Storage System
Axminster - New Connection | ENSO GREEN HOLDINGS B LIMITED | Axminster | 1 | 0 | 49.9 | 49.9 | 2025-06-30 | Scoping | Directly Connected | NGET | Energy Storage System; PV Array (Photo Voltaic/solar)
|  | Axminster | 2 | 0 | 49.9 | 99.8 | 2026-06-30 | Scoping | Directly Connected | NGET | Energy Storage System; PV Array (Photo Voltaic/solar)
|  | Axminster | 3 | 0 | 20.2 | 120 | 2026-12-30 | Scoping | Directly Connected | NGET | Energy Storage System; PV Array (Photo Voltaic/solar)
Axminster Tertiary | HB825AXM LTD | Axminster |  | 0 | 49.9 | 49.9 | 2022-10-01 | Scoping | Directly Connected | NGET | Energy Storage System
Bad a Cheo Wind Farm | RWE RENEWABLES UK SWINDON LIMITED | Mybster 3 33kV |  | 26.65 | 0 | 26.65 |  | Built | Directly Connected | SHET | Wind Onshore
Baglan Bay | BAGLAN GENERATING LIMITED | Baglan Bay |  | 552 | -552 | 0 | 2021-04-01 | Built | Directly Connected | NGET | CCGT (Combined Cycle Gas Turbine)
Baillie Wind Farm | BAILLIE WINDFARM LIMITED | Dounreay |  | 52.5 | 0 | 52.5 |  | Built | Embedded | SHET | Wind Onshore
Barrow Offshore Wind Farm | BARROW OFFSHORE WIND LIMITED | Barrow 132/33kV Offshore Substation |  | 90 | 0 | 90 |  | Built | Directly Connected | OFTO | Wind Offshore
Barton Hill | VIRIDIS 178 LIMITED | Abham GSP |  | 20.88 | 0 | 20.88 |  | Built | Embedded | NGET | CHP (Combined Heat and Power)
Beatrice Wind Farm | BEATRICE OFFSHORE WINDFARM LIMITED | Beatrice 33/132kV Offshore Substations |  | 588 | 0 | 588 |  | Built | Directly Connected | SHET | Wind Offshore
Beaw Field Wind Farm | Peel NRE Wind Farms (Yell) Limited | Yell |  | 0 | 72 | 72 | 2025-04-01 | Consents Approved | Directly Connected | SHET | Wind Onshore
Beech Street/City Road | CITIGEN (LONDON) LIMITED | Beech Street/City Road |  | 30 | 0 | 30 |  | Built | Embedded | NGET | CHP (Combined Heat and Power)
Beinn an Tuirc 2 | SCOTTISHPOWER RENEWABLES (UK) LIMITED | Carradale GSP |  | 43.7 | 0 | 43.7 |  | Built | Embedded | SHET | Wind Onshore
Beinn an Tuirc 3 | SCOTTISHPOWER RENEWABLES (UK) LIMITED | Carradale GSP | 1 | 25 | 0 | 25 |  | Built | Embedded | SHET | Wind Onshore
|  | Carradale GSP | 2 | 0 | 25 | 50 | 2021-09-30 | Consents Approved | Embedded | SHET | Wind Onshore
Beinneun Wind Farm | BEINNEUN WIND FARM LTD | Beinneun 132/33kV substation |  | 109 | 0 | 109 |  | Built | Directly Connected | SHET | Wind Onshore
Beinn Tharsuinn | SCOTTISHPOWER RENEWABLES (UK) LIMITED | Alness GSP |  | 29 | 0 | 29 |  | Built | Embedded | SHET | Wind Onshore
Beinn Tharsuinn Extension | SCOTTISHPOWER RENEWABLES (UK) LIMITED | Beinn Tharsuinn Extension 132/33kV | 1 | 0 | 44.8 | 44.8 | 2025-12-01 | Scoping | Directly Connected | SHET | Wind Onshore
|  | Beinn Tharsuinn Extension 132/33kV | 2 | 0 | 39.2 | 84 | 2027-10-01 | Scoping | Directly Connected | SHET | Wind Onshore
Belzona Offshore Wind Farm | UK MAINSTREAM RENEWABLE POWER LIMITED | Belzona Offshore 220/66kV |  | 0 | 2000 | 2000 | 2028-04-30 | Scoping | Directly Connected | SPT | Wind Offshore
Benbrack Wind Farm | Benbrack Wind Farm Limited | Benbrack 33kV Substation |  | 0 | 72 | 72 | 2024-05-30 | Awaiting Consents | Directly Connected | SPT | Wind Onshore
Berkswell (Tertiary) | ENSO GREEN HOLDINGS LIMITED | Berkswell | 1 | 0 | 49.9 | 49.9 | 2025-10-31 | Scoping | Directly Connected | NGET | Energy Storage System; PV Array (Photo Voltaic/solar)
|  | Berkswell | 2 | 0 | 7.1 | 57 | 2027-10-31 | Scoping | Directly Connected | NGET | Energy Storage System; PV Array (Photo Voltaic/solar)
Berry Burn Wind Farm | BERRY BURN WIND FARM LIMITED | Berry Burn 275/33kV Substation |  | 67 | 0 | 67 |  | Built | Embedded | SHET | Wind Onshore
Bhlaraidh Extension Wind Farm | SSE GENERATION LIMITED | Bhlaraidh 132/33kV Substation |  | 0 | 100.8 | 100.8 | 2024-10-31 | Scoping | Directly Connected | SHET | Wind Onshore
Bhlaraidh Wind Farm | SSE GENERATION LIMITED | Bhlaraidh 132/33kV Substation |  | 108 | 0 | 108 |  | Built | Directly Connected | SHET | Wind Onshore
Bicker Fen 1 Solar | AGR SOLAR 2 LIMITED | Bicker Fen |  | 0 | 49.99 | 49.99 | 2023-07-01 | Awaiting Consents | Directly Connected | NGET | PV Array (Photo Voltaic/solar)
Bicker Fen 2 Solar | AGR SOLAR 3 LIMITED | Bicker Fen |  | 0 | 49.99 | 49.99 | 2023-11-01 | Awaiting Consents | Directly Connected | NGET | PV Array (Photo Voltaic/solar)
Bilbo Farm | GEA BILBO LIMITED | Strichen |  | 0 | 25 | 25 | 2021-05-01 | Scoping | Embedded | SHET | PV Array (Photo Voltaic/solar)
Blackcraig Wind Farm | BLACKCRAIG WIND FARM (SCOTLAND) LIMITED | Black Craig |  | 52.9 | 0 | 52.9 |  | Built | Directly Connected | SPT | Wind Onshore
Blacklaw | SCOTTISHPOWER RENEWABLES (UK) LIMITED | Blacklaw Wind Farm |  | 118 | 0 | 118 |  | Built | Directly Connected | SPT | Wind Onshore
Blacklaw Extension | SCOTTISHPOWER RENEWABLES (UK) LIMITED | Blacklaw Extension |  | 60 | 0 | 60 |  | Built | Directly Connected | SPT | Wind Onshore
Blarghour Wind | BLARGHOUR WIND FARM LIMITED | Blarghour |  | 0 | 73.1 | 73.1 | 2025-10-30 | Scoping | Directly Connected | SHET | Wind Onshore
Blary Hill Wind Farm | BLARY HILL ENERGY LIMITED | Carradale GSP |  | 0 | 35 | 35 | 2021-04-30 | Consents Approved | Embedded | SHET | Wind Onshore
Bloxwich | BLOXWICH ENERGY STORAGE LIMITED | Bustleholm 132kV |  | 41 | 0 | 41 |  | Built | Embedded | NGET | Energy Storage System
Bolney | PIVOTED POWER LLP | Bolney 400kV Substation |  | 0 | 49.9 | 49.9 | 2022-10-31 | Scoping | Directly Connected | NGET | Energy Storage System
Bolney (tertiary) | ENSO GREEN HOLDINGS LIMITED | Bolney 400kV Substation | 1 | 0 | 49.9 | 49.9 | 2023-06-30 | Scoping | Directly Connected | NGET | Energy Storage System; PV Array (Photo Voltaic/solar)
|  | Bolney 400kV Substation | 2 | 0 | 7.1 | 57 | 2023-10-31 | Scoping | Directly Connected | NGET | Energy Storage System; PV Array (Photo Voltaic/solar)
Boreas | NORFOLK BOREAS LIMITED | Norfolk Boreas Offshore Substation |  | 0 | 1200 | 1200 | 2027-04-01 | Awaiting Consents | Directly Connected | NGET | Wind Offshore
Bradwell B | BRADWELL POWER GENERATION COMPANY LIMITED | Bradwell 400kV Substation | 1 | 0 | 1096 | 1096 | 2030-11-30 | Scoping | Directly Connected | NGET | Nuclear
|  | Bradwell 400kV Substation | 2 | 0 | 1096 | 2192 | 2031-11-30 | Scoping | Directly Connected | NGET | Nuclear
Braelangwell Wind Farm | BROOKFIELD RENEWABLE UK LIMITED | Shin 132/33kV GSP Substation |  | 0 | 68 | 68 | 2023-12-31 | Awaiting Consents | Embedded | SHET | Wind Onshore
Braes of Doune | BRAES OF DOUNE WIND FARM (SCOTLAND) LIMITED | Braco West 275/33kV GSP |  | 74 | 0 | 74 |  | Built | Embedded | SHET | Wind Onshore
Braintree | PIVOTED POWER LLP | Braintree 400kV |  | 0 | 49.9 | 49.9 | 2024-10-31 | Awaiting Consents | Directly Connected | NGET | Energy Storage System
Braintree (Tertiary) | CSE22 LIMITED | Braintree |  | 0 | 49.9 | 49.9 | 2025-07-30 | Scoping | Directly Connected | NGET | PV Array (Photo Voltaic/solar)
Bramford (Tertiary) | PIVOTED POWER LLP | Bramford 400kV |  | 0 | 49.9 | 49.9 | 2023-11-01 | Awaiting Consents | Directly Connected | NGET | Energy Storage System
Bramford Tertiary | BRAMFORD GREEN LIMITED | Bramford 400kV | 1 | 0 | 49.9 | 49.9 | 2023-10-31 | Scoping | Directly Connected | NGET | Energy Storage System; PV Array (Photo Voltaic/solar)
|  | Bramford 400kV | 2 | 0 | 7.1 | 57 | 2024-10-31 | Scoping | Directly Connected | NGET | Energy Storage System; PV Array (Photo Voltaic/solar)
Bramley (tertiary) | ENSO GREEN HOLDINGS LIMITED | Bramley 400kV |  | 0 | 57 | 57 | 2023-10-31 | Scoping | Directly Connected | NGET | Energy Storage System; PV Array (Photo Voltaic/solar)
Bramley Solar Farm | AGR SOLAR 5 LIMITED |  |  | 0 | 49.995 | 50 | 2023-07-01 | Scoping | Directly Connected | NGET | PV Array (Photo Voltaic/solar)
Bredbury | PIVOTED POWER LLP | Bredbury 275kV |  | 0 | 49.9 | 49.9 | 2022-10-31 | Scoping | Directly Connected | NGET | Energy Storage System
Breezy Hill Wind Farm | BROCKWELL ENERGY LIMITED | New Cumnock 132kV |  | 0 | 80 | 80 | 2027-10-31 | Scoping | Directly Connected | SPT | Wind Onshore
Bridgwater (tertiary) | BRIDGWATER GREEN LIMITED | Bridgwater 400kV |  | 0 | 57 | 57 | 2024-10-31 | Scoping | Directly Connected | NGET | Energy Storage System; PV Array (Photo Voltaic/solar)
Bridgwater 2 (tertiary) - New Conn | ENSO GREEN HOLDINGS LIMITED | Bridgwater 400kV |  | 0 | 54 | 54 | 2024-10-01 | Scoping | Directly Connected | NGET | Energy Storage System
Brigg | CENTRICA BRIGG LIMITED | Keadby 400kV |  | 99 | 0 | 99 |  | Built | Embedded | NGET | CCGT (Combined Cycle Gas Turbine)
Broken Cross Windfarm | BROKEN CROSS WIND FARM LIMITED | Broken Cross Windfarm |  | 0 | 48 | 48 | 2023-09-30 | Awaiting Consents | Directly Connected | SPT | Wind Onshore
Brownieleys | BROWNIELEYS RENEWABLES LLP | Fiddes 132/33KV GSP |  | 7.5 | 0 | 7.5 |  | Built | Embedded | SHET | Wind Onshore
Burbo Bank Extension Offshore Wind Farm | BURBO EXTENSION LTD | BURBO BANK EXTENSION OFFSHORE |  | 258 | 0 | 258 |  | Built | Directly Connected | NGET | Wind Offshore
Burbo Bank Offshore Wind Farm | ORSTED BURBO (UK) LIMITED | Birkenhead 275kV |  | 90 | 0 | 90 |  | Built | Embedded | NGET | Energy Storage System
Burghfield | SSE GENERATION LIMITED | Bramley |  | 47 | 0 | 47 |  | Built | Embedded | NGET | Thermal
Burn of Whilk Wind Farm | ENECO BURN OF WHILK LIMITED | Mybster 1 |  | 22.5 | 0 | 22.5 |  | Built | Embedded | SHET | Wind Onshore
Burwell | ENERGY POWER RESOURCES LIMITED | Burwell |  | 38 | 0 | 38 |  | Built | Embedded | NGET | Biomass
Burwell (Tertiary) | PIVOTED POWER LLP | Burwell 400kV |  | 0 | 49.9 | 49.9 | 2022-11-01 | Awaiting Consents | Directly Connected | NGET | Energy Storage System
Bustleholme | PIVOTED POWER LLP | Bustleholm |  | 0 | 49.9 | 49.9 | 2021-10-22 | Scoping | Directly Connected | NGET | Energy Storage System
Cairn Duhie Wind Farm | RENEWABLE ENERGY SYSTEMS LIMITED | Cairn Duhie 275Kv |  | 0 | 84 | 84 | 2026-08-01 | Scoping | Directly Connected | SHET | Wind Onshore
Cairnmore Hill Wind Farm | RENEWABLE ENERGY SYSTEMS LIMITED | Thurso South GSP |  | 0 | 36 | 36 | 2026-08-31 | Awaiting Consents | Embedded | SHET | Wind Onshore
Caledonian Paper Mill (Meadowhead) | UPM-KYMMENE (UK) LIMITED | Meadowhead |  | 20 | 0 | 20 |  | Built | Embedded | SPT | CCGT (Combined Cycle Gas Turbine)
Canterbury Tertiary | ENSO GREEN HOLDINGS LIMITED | Canterbury | 1 | 0 | 49.9 | 49.9 | 2025-10-31 | Scoping | Directly Connected | NGET | PV Array (Photo Voltaic/solar)
|  | Canterbury | 2 | 0 | 7.1 | 57 | 2026-09-30 | Scoping | Directly Connected | NGET | PV Array (Photo Voltaic/solar)
Capenhurst (Tertiary) | ENSO GREEN HOLDINGS LIMITED | Capenhurst 275kV | 1 | 0 | 49.9 | 49.9 | 2025-10-31 | Scoping | Directly Connected | NGET | Energy Storage System; PV Array (Photo Voltaic/solar)
|  | Capenhurst 275kV | 2 | 0 | 7.1 | 57 | 2027-10-31 | Scoping | Directly Connected | NGET | Energy Storage System; PV Array (Photo Voltaic/solar)
Capenhurst 275KV Substation | ZENOBE ENERGY LIMITED | Capenhurst 275kV |  | 0 | 49.9 | 49.9 | 2022-02-28 | Scoping | Directly Connected | NGET | Energy Storage System
Capenhurst Gas | HD888CAP LIMITED | Capenhurst 275kV |  | 0 | 49.5 | 49.5 | 2022-10-30 | Consents Approved | Directly Connected | NGET | CCGT (Combined Cycle Gas Turbine)
Carnedd Wen Wind Farm | Npower Renewables Ltd | Mid-Wales West |  | 0 | 150 | 150 | 2026-04-01 | Scoping | Directly Connected | NGET | Wind Onshore
Carraig Gheal Wind Farm | GREENPOWER (CARRAIG GHEAL) LIMITED | Carraig Gheal 132/33kV Substation |  | 46 | 0 | 46 |  | Built | Directly Connected | SHET | Wind Onshore
Carrick Wind Farm | SCOTTISHPOWER RENEWABLES (UK) LIMITED | Carrick Wind Farm |  | 0 | 84 | 84 | 2024-07-31 | Scoping | Directly Connected | SPT | Wind Onshore
Carrington | PIVOTED POWER LLP | Carrington 275kV |  | 0 | 49.9 | 49.9 | 2022-10-31 | Awaiting Consents | Directly Connected | NGET | Energy Storage System
Carrington Power Station | CARRINGTON POWER LIMITED | Carrington |  | 910 | 0 | 910 |  | Built | Directly Connected | NGET | CCGT (Combined Cycle Gas Turbine)
Cashlie (Part of Killin Cascade Hydro Scheme) | SSE GENERATION LIMITED | Cashlie |  | 11 | 0 | 11 |  | Built | Embedded | SHET | Hydro
CDCL | UNIPER UK LIMITED | Cottam 400kV |  | 445 | 0 | 445 |  | Built | Directly Connected | NGET | CCGT (Combined Cycle Gas Turbine)
Ceannacroc (part of the Moriston Cascade) | SSE GENERATION LIMITED | Ceannacroc |  | 20 | 0 | 20 |  | Built | Embedded | SHET | Hydro
Cellarhead | ROWNALL FARM SOLAR LIMITED | Cellarhead 400kV |  | 0 | 57 | 57 | 2024-05-01 | Scoping | Directly Connected | NGET | PV Array (Photo Voltaic/solar)
Chatterley | CONRAD (CHATTERLEY) LIMITED | Cellarhead 132kV |  | 20 | 0 | 20 |  | Built | Embedded | NGET | Gas Reciprocating
Cheshire | RWE GENERATION UK PLC | Capenhurst 275kV |  | 90 | 0 | 90 |  | Built | Embedded | NGET | OCGT (Open Cycle Gas Turbine)
Chickerell | SSE GENERATION LIMITED | Chickerell 400kV |  | 47 | 0 | 47 |  | Built | Embedded | NGET | Thermal
Chirmorie Wind Farm | CHIRMORIE WIND FARM LIMITED | Chirmorie 132/ 33KV |  | 0 | 80 | 80 | 2024-05-01 | Consents Approved | Directly Connected | SPT | Wind Onshore
Clash Gour | EDF ENERGY RENEWABLES LIMITED | Clash Gour Wind Farm 132kV |  | 0 | 210 | 210 | 2024-10-30 | Awaiting Consents | Directly Connected | SHET | Wind Onshore
Clashindarroch | CLASHINDARROCH WIND FARM LIMITED | Clashindarroch |  | 37 | 0 | 37 |  | Built | Embedded | SHET | Wind Onshore
Clashindarroch 2 | VATTENFALL WIND POWER LTD | Cairnford |  | 0 | 77 | 77 | 2025-04-30 | Scoping | Embedded | SHET | Wind Onshore
Clashindarroch Extension | CHRISTOPHER MORAN ENERGY LIMITED | Clashindarroch Windfarm Extension 132kV |  | 0 | 37.5 | 37.5 | 2023-10-31 | Scoping | Directly Connected | SHET | Wind Onshore
Clauchrie Windfarm | SCOTTISHPOWER RENEWABLES (UK) LIMITED | Clauchrie 132kV |  | 0 | 84 | 84 | 2025-10-31 | Scoping | Directly Connected | SPT | Wind Onshore
Clayhill Farm | ARL O09 LIMITED | Greenfield Road |  | 40 | 0 | 40 |  | Built | Embedded | NGET | Energy Storage System
Cleve Hill Solar Park | CLEVE HILL SOLAR PARK LIMITED | Cleve Hill 400kV |  | 0 | 350 | 350 | 2022-05-30 | Consents Approved | Directly Connected | NGET | Energy Storage System; PV Array (Photo Voltaic/solar)
Cloiche Wind Farm | SSE GENERATION LIMITED | Cloiche 132kV |  | 0 | 200 | 200 | 2025-07-01 | Scoping | Directly Connected | SHET | Wind Onshore
Cloich Forest Wind Farm | EDF ENERGY RENEWABLES LIMITED | Currie |  | 0 | 67.2 | 67.2 | 2028-07-30 | Scoping | Directly Connected | SPT | Wind Onshore
Clunie (part of the Clunie Cascade) | SSE GENERATION LIMITED | Clunie |  | 61.2 | 0 | 61.2 |  | Built | Directly Connected | SHET | Hydro
Clyde North | CLYDE WINDFARM (SCOTLAND) LIMITED | Clyde North 275/33kV |  | 374.5 | 0 | 374.5 |  | Built | Directly Connected | SPT | Wind Onshore
Clyde South | CLYDE WINDFARM (SCOTLAND) LIMITED | Clyde South 275/33kV |  | 128.8 | 0 | 128.8 |  | Built | Directly Connected | SPT | Wind Onshore
Codling Park Wind Farm | CODLING WIND PARK III LIMITED | Pentir |  | 0 | 1000 | 1000 | 2024-10-31 | Scoping | Directly Connected | NGET | Wind Offshore
Coire Glas Pumped Storage | COIRE GLAS HYDRO PUMPED STORAGE LIMITED | Coire Glas | 1 | 0 | 612 | 612 | 2027-12-01 | Consents Approved | Directly Connected | SHET | Pump Storage
|  | Coire Glas | 2 | 0 | 684 | 1296 | 2029-10-31 | Scoping | Directly Connected | SHET | Pump Storage
Coire Na Cloiche | COIRE NA CLOICHE WINDFARM LLP | Alness GSP |  | 30 | 0 | 30 |  | Built | Embedded | SHET | Wind Onshore
Connahs Quay | UNIPER UK LIMITED | Connah's Quay 400kV |  | 1380 | 0 | 1380 |  | Built | Directly Connected | NGET | CCGT (Combined Cycle Gas Turbine)
Coopers Lane Kirkby | HD001KIR LTD | Kirkby 275kV |  | 0 | 49.5 | 49.5 | 2022-10-30 | Consents Approved | Directly Connected | NGET | CCGT (Combined Cycle Gas Turbine)
Corby | CORBY POWER LIMITED | Corby 132kV |  | 401 | 0 | 401 |  | Built | Embedded | NGET | CCGT (Combined Cycle Gas Turbine)
Corriegarth | CORRIEGARTH WIND ENERGY LIMITED | Corriegarth 132/33kV substation |  | 69 | 0 | 69 |  | Built | Directly Connected | SHET | Wind Onshore
Corriegarth 2 Wind Farm | CORRIEGARTH 2 WIND FARM LIMITED | Corriegarth 132/33kV substation |  | 0 | 96 | 96 | 2024-04-01 | Scoping | Directly Connected | SHET | Wind Onshore
Corriemoillie Wind Farm | CORRIEMOILLIE WINDFARM LIMITED | Corriemoillie 132/33kV Substation |  | 47.5 | 0 | 47.5 |  | Built | Directly Connected | SHET | Wind Onshore
Coryton | CORYTON ENERGY COMPANY, LTD. | Coryton South 400kV |  | 800 | 0 | 800 |  | Built | Directly Connected | NGET | CCGT (Combined Cycle Gas Turbine)
Costa Head Wind Farm | COSTA HEAD WIND FARM LIMITED | Costa Head 132/33kV Substation |  | 0 | 20.4 | 20.4 | 2025-04-30 | Awaiting Consents | Directly Connected | SHET | Wind Onshore
Cottam | EDF ENERGY (THERMAL GENERATION) LIMITED | Cottam 400kV |  | 0 | 0 | 0 |  | Built | Directly Connected | NGET | Coal
Coupar Angus Battery | Coupar Limited | Coupar Angus |  | 0 | 40 | 40 | 2021-09-01 | Consents Approved | Embedded | SHET | Energy Storage System
Cour Wind Farm | COUR WIND FARM (SCOTLAND ) LIMITED | Crossaig 132kV |  | 20.5 | 0 | 20.5 |  | Built | Directly Connected | SHET | Wind Onshore
Coventry | PIVOTED POWER LLP | Coventry 275kV |  | 0 | 49.9 | 49.9 | 2021-10-31 | Awaiting Consents | Directly Connected | NGET | Energy Storage System
Cowes | RWE GENERATION UK PLC | Fawley 400kV |  | 140 | 0 | 140 |  | Built | Embedded | NGET | OCGT (Open Cycle Gas Turbine)
Cowley | PIVOTED POWER LLP | Cowley 400kV |  | 49.9 | 0 | 49.9 |  | Built | Directly Connected | NGET | Energy Storage System
Cowley (Tertiary) | COWLEY BALDON GREEN LIMITED | Cowley 400kV | 1 | 0 | 49.9 | 49.9 | 2022-10-31 | Scoping | Directly Connected | NGET | Energy Storage System; PV Array (Photo Voltaic/solar)
|  | Cowley 400kV | 2 | 0 | 7.1 | 57 | 2023-10-31 | Scoping | Directly Connected | NGET | Energy Storage System; PV Array (Photo Voltaic/solar)
CPG Power | ESB ASSET DEVELOPMENT UK LIMITED | Carrington 400kV |  | 0 | 49.9 | 49.9 | 2026-06-30 | Scoping | Directly Connected | NGET | Gas Reciprocating
Craig II Wind Farm | CRAIG WIND FARM LIMITED | Chapelcross 132/33kV Substation |  | 4.7 | 0 | 4.7 |  | Built | Embedded | SPT | Wind Onshore
Creag Riabhach Wind Farm | CREAG RIABHACH WIND FARM LTD | Creag Riabhach 132/33kV Substation |  | 0 | 92.4 | 92.4 | 2022-07-05 | Consents Approved | Directly Connected | SHET | Wind Onshore
Crookedstane Windfarm | CROOKEDSTANE WINDFARM LIMITED | Clyde South 275/33kV |  | 0 | 25.4 | 25.4 | 2021-12-01 | Consents Approved | Directly Connected | SPT | Wind Onshore
Crossdykes | CROSSDYKES WF LIMITED | Crossdykes 33kV Substation |  | 46 | 0 | 46 |  | Built | Directly Connected | SPT | Wind Onshore
Cruachan | DRAX POWER LIMITED | Dalmally |  | 440 | 0 | 440 |  | Built | Directly Connected | SPT | Pump Storage
Cryogenic Battery System (Synchronous) | Cryobattery One Limited | Carrington 400KV Substation |  | 0 | 49.9 | 49.9 | 2023-08-26 | Awaiting Consents | Directly Connected | NGET | Energy Storage System
Crystal Rig III Wind Farm | CRYSTAL RIG III LIMITED | Crystal Rig 400/132kV Substation |  | 13.8 | 0 | 13.8 |  | Built | Directly Connected | SPT | Wind Onshore
Crystal Rig II Wind Farm | CRYSTAL RIG II LIMITED | Crystal Rig 400/132kV Substation |  | 138 | 0 | 138 |  | Built | Directly Connected | SPT | Wind Onshore
Crystal Rig IV Wind Farm | CRYSTAL RIG IV LIMITED | Crystal Rig 400/132kV Substation |  | 0 | 48.2 | 48.2 | 2022-04-01 | Under Construction/Commissioning | Directly Connected | SPT | Wind Onshore
Culligran (part of the Beauly Cascade) | SSE GENERATION LIMITED | Culligran |  | 19.1 | 0 | 19.1 |  | Built | Directly Connected | SHET | Hydro
Cumberhead | CUMBERHEAD WIND ENERGY LIMITED | Cumberhead |  | 0 | 50 | 50 | 2022-08-31 | Awaiting Consents | Directly Connected | SPT | Wind Onshore
Cumberhead West Wind Farm | CUMBERHEAD WEST WIND FARM LTD. | Cumberhead |  | 0 | 100 | 100 | 2024-11-01 | Awaiting Consents | Directly Connected | SPT | Wind Onshore
Cwm Dyli | RWE GENERATION UK PLC | Trawfynydd |  | 10 | 0 | 10 |  | Built | Embedded | NGET | Hydro
Cwm Rheidol | STATKRAFT ENERGY LTD. |  |  | 50 | 0 | 50 |  | Built | Embedded | NGET | Hydro
Daer Wind Farm | RWE RENEWABLES UK DEVELOPMENTS LIMITED | Daer Wind Farm |  | 0 | 96 | 96 | 2027-07-14 | Scoping | Directly Connected | SPT | Wind Onshore
Dalquhandy Wind Farm | DALQUHANDY WIND FARM LIMITED | Dalquhandy 132/33kV Substation |  | 0 | 45 | 45 | 2022-07-29 | Consents Approved | Directly Connected | SPT | Wind Onshore
Dalswinton | Dalswinton Wind Farm (Scotland) Ltd | Dumfries GSP |  | 30 | 0 | 30 |  | Built | Embedded | SPT | Wind Onshore
Damhead Creek | VPI POWER LIMITED | Kingsnorth |  | 812 | 0 | 812 |  | Built | Directly Connected | NGET | CCGT (Combined Cycle Gas Turbine)
Damhead Creek 2 | VPI POWER LIMITED | Kingsnorth 400kV |  | 0 | 1800 | 1800 | 2022-09-30 | Consents Approved | Directly Connected | NGET | CCGT (Combined Cycle Gas Turbine)
Deanie (part of the Beauly Cascade) | SSE GENERATION LIMITED | Deanie |  | 38 | 0 | 38 |  | Built | Directly Connected | SHET | Hydro
Deeside Power Station | DEESIDE POWER (UK) LIMITED | Deeside 400kV Substation |  | 1 | 0 | 1 |  | Built | Directly Connected | NGET | CCGT (Combined Cycle Gas Turbine)
Dell Wind Farm | DELL WIND FARM LIMITED | Dell 132kv |  | 0 | 49.8 | 49.8 | 2026-04-30 | Awaiting Consents | Directly Connected | SHET | Wind Onshore
Dersalloch Wind Farm | SCOTTISHPOWER RENEWABLES (UK) LIMITED | Dersalloch |  | 69 | 0 | 69 |  | Built | Directly Connected | SPT | Wind Onshore
Derwent | UK UTILITY RESERVE LIMITED | Willington 132kV |  | 0 | 162 | 162 | 2020-10-30 | Built | Embedded | NGET | CHP (Combined Heat and Power)
Didcot A GTs | RWE GENERATION UK PLC | Didcot 400kV |  | 100 | 0 | 100 |  | Built | Embedded | NGET | OCGT (Open Cycle Gas Turbine)
Didcot B | RWE GENERATION UK PLC | Didcot 400kV |  | 1450 | 0 | 1450 |  | Built | Directly Connected | NGET | CCGT (Combined Cycle Gas Turbine)
Dinorwig | FIRST HYDRO COMPANY | Dinorwig 400kV |  | 1644 | 0 | 1644 |  | Built | Directly Connected | NGET | Pump Storage
Dogger Bank Project 1 | DOGGERBANK OFFSHORE WIND FARM PROJECT 1 HOLDCO LIMITED | Dogger Bank 220kV Offshores |  | 0 | 1200 | 1200 | 2023-04-01 | Under Construction/Commissioning | Directly Connected | NGET | Wind Offshore
Dogger Bank Project 2 | DOGGERBANK OFFSHORE WIND FARM PROJECT 3 HOLDCO LIMITED | Dogger Bank 220kV Offshores |  | 0 | 1500 | 1500 | 2024-04-01 | Consents Approved | Directly Connected | NGET | Wind Offshore
Dogger Bank Project 4 | DOGGERBANK OFFSHORE WIND FARM PROJECT 2 HOLDCO LIMITED | Dogger Bank 220kV Offshores |  | 0 | 1200 | 1200 | 2024-04-01 | Under Construction/Commissioning | Directly Connected | NGET | Wind Offshore
Dolgarrog | RWE GENERATION UK PLC | Pentir |  | 39 | 0 | 39 |  | Built | Embedded | NGET | Hydro
Dorenell Windfarm | DORENELL WINDFARM LIMITED | Dorenell 132/33kV |  | 177 | 0 | 177 |  | Built | Directly Connected | SHET | Wind Onshore
Douglas West | DOUGLAS WEST WIND FARM LTD | Coalburn 132/33kV |  | 0 | 45 | 45 | 2021-04-30 | Under Construction/Commissioning | Directly Connected | SPT | Wind Onshore
Douglas West Extension | DOUGLAS WEST EXTENSION LTD | Douglas West Extension Windfarm |  | 0 | 60 | 60 | 2024-07-31 | Awaiting Consents | Directly Connected | SPT | Wind Onshore
Dowlais | VIRIDIS 178 LIMITED | Upperboat 132kV |  | 21 | 0 | 21 |  | Built | Embedded | NGET | Thermal
Drakelow | ENSO GREEN HOLDINGS LIMITED | Drakelow 400kV |  | 0 | 57 | 57 | 2024-10-31 | Scoping | Directly Connected | NGET | Energy Storage System; PV Array (Photo Voltaic/solar)
Drax (Biomass) | DRAX POWER LIMITED | Drax |  | 1905 | 0 | 1905 |  | Built | Directly Connected | NGET | Biomass
Drax (Coal) | DRAX POWER LIMITED | Drax |  | 2001 |  | 2001 |  | Built | Directly Connected | NGET | Coal
Drax - New Connection | Enso Green Holdings D Limited | Drax | 1 | 0 | 49.9 | 49.9 | 2025-06-30 | Scoping | Directly Connected | NGET | Energy Storage System
|  | Drax | 2 | 0 | 49.9 | 99.8 | 2026-06-30 | Scoping | Directly Connected | NGET | Energy Storage System
|  | Drax | 3 | 0 | 20.2 | 120 | 2026-12-30 | Scoping | Directly Connected | NGET | Energy Storage System
Druim Leathann BEGA | DRUIM LEATHANN WINDFARM LIMITED | Stornoway 132/33kV Substation |  | 0 | 49.7 | 49.7 | 2025-04-01 | Scoping | Embedded | SHET | Wind Onshore
Dudgeon Offshore Wind Farm | DUDGEON OFFSHORE WIND LIMITED | Necton 400kV |  | 400 | 0 | 400 |  | Built | Directly Connected | NGET | Wind Offshore
Dungeness B | EDF ENERGY NUCLEAR GENERATION LIMITED | Dungeness 275kV |  | 1120 | 0 | 1120 |  | Built | Directly Connected | NGET | Nuclear
Dunlaw Extension | SCOTTISHPOWER RENEWABLES (UK) LIMITED | Dunlaw Extension |  | 29.75 | 0 | 29.75 |  | Built | Directly Connected | SPT | Wind Onshore
Dunmaglass Wind Farm | DUNMAGLASS WIND FARM LIMITED | Beauly/Foyers |  | 94 | 0 | 94 |  | Built | Directly Connected | SHET | Wind Onshore
East Anglia One | EAST ANGLIA ONE LIMITED | Platform EA One 220/66kV Offshore |  | 680 | 0 | 680 |  | Built | Directly Connected | NGET | Wind Offshore
East Anglia One North | EAST ANGLIA ONE LIMITED | EA1N 275/66kV Offshore Platform |  | 0 | 860 | 860 | 2027-04-01 | Awaiting Consents | Directly Connected | OFTO | Wind Offshore
East Anglia Three | EAST ANGLIA THREE LIMITED | EA3A and EA3B 320/66kV Offshore Platform | 1 | 0 | 600 | 600 | 2023-04-01 | Consents Approved | Directly Connected | NGET | Wind Offshore
|  | EA3A and EA3B 320/66kV Offshore Platform | 2 | 0 | 600 | 1200 | 2023-04-01 | Consents Approved | Directly Connected | NGET | Wind Offshore
East Anglia Two | SCOTTISHPOWER RENEWABLES (UK) LIMITED | EA2A and EA2B 275/66kV Offshore Platform |  | 0 | 860 | 860 | 2024-11-01 | Awaiting Consents | Directly Connected | NGET | Wind Offshore
East Claydon | CUSTODIAN ENERGY LIMITED | East Claydon |  | 0 | 500 | 500 | 2025-11-30 | Awaiting Consents | Directly Connected | NGET | Energy Storage System; PV Array (Photo Voltaic/solar)
Edinbane Wind - Skye | VATTENFALL WIND POWER LTD | Edinbane |  | 41.4 | 0 | 41.4 |  | Built | Directly Connected | SHET | Wind Onshore
Eggborough | Eggborough Power Ltd | Eggborough 400kV |  | 0 | 2450 | 2450 | 2024-10-01 | Awaiting Consents | Directly Connected | NGET | CCGT (Combined Cycle Gas Turbine); Energy Storage System; OCGT (Open Cycle Gas Turbine)
Eggborough (Coal) | Eggborough Power Ltd | Eggborough 400kV |  | 0 | 0 | 0 |  | Built | Directly Connected | NGET | Coal
Elchies Wind Farm | ELCHIES WIND LIMITED | Elchies 132/33kV Substation |  | 0 | 99 | 99 | 2025-06-30 | Scoping | Directly Connected | SHET | Wind Onshore
Elstree (tertiary) | ELSTREE GREEN LIMITED | Elstree 275kV | 1 | 0 | 49.9 | 49.9 | 2025-10-31 | Scoping | Directly Connected | NGET | Energy Storage System; PV Array (Photo Voltaic/solar)
|  | Elstree 275kV | 2 | 0 | 7.1 | 57 | 2027-10-31 | Scoping | Directly Connected | NGET | Energy Storage System; PV Array (Photo Voltaic/solar)
Elstree 2 (Tertiary) | CSE20 Limited | Elstree 400kV |  | 0 | 49.5 | 49.5 | 2024-07-01 | Scoping | Directly Connected | NGET | CCGT (Combined Cycle Gas Turbine)
Enderby | HB197END Limited | Enderby |  | 0 | 49.9 | 49.9 | 2023-09-01 | Scoping | Directly Connected | NGET | Energy Storage System
Enderby Tertiary | ENDERBY SOLAR LIMITED | Enderby 400kV |  | 0 | 57 | 57 | 2024-05-01 | Scoping | Directly Connected | NGET | Thermal
Energy Isles | ENERGY ISLES SHETLAND LIMITED | Energy Isles 132kV |  | 0 | 120.3 | 120.3 | 2024-04-01 | Awaiting Consents | Directly Connected | SHET | Wind Onshore
Enfield | UNIPER UK LIMITED | Brimsdown 132kV |  | 442 | 0 | 442 |  | Built | Directly Connected | NGET | CCGT (Combined Cycle Gas Turbine)
Enoch Hill | RWE RENEWABLES UK DEVELOPMENTS LIMITED | Enoch Hill 132/33kV |  | 0 | 69 | 69 | 2023-05-30 | Scoping | Directly Connected | SPT | Wind Onshore
Equinor | EQUINOR NEW ENERGY LIMITED | Scira-Dudgeon Extension 220/66kV Offshore Substation |  | 0 | 719 | 719 | 2025-09-01 | Scoping | Directly Connected | NGET | Wind Offshore
Erebus | BLUE GEM WIND LIMITED | Pembroke 132kV |  | 0 | 91 | 91 | 2026-11-02 | Scoping | Directly Connected | NGET | Wind Offshore
Errochty | SSE GENERATION LIMITED | Errochty 132kV Substation |  | 75 | 0 | 75 |  | Built | Directly Connected | SHET | Hydro
Euchanhead Wind Farm | SCOTTISHPOWER RENEWABLES (UK) LIMITED | Euchanhead 132kV |  | 0 | 112 | 112 | 2026-10-30 | Scoping | Directly Connected | SPT | Wind Onshore
Ewe Hill | SCOTTISHPOWER RENEWABLES (UK) LIMITED | Ewe Hill |  | 39 | 0 | 39 |  | Built | Directly Connected | SPT | Wind Onshore
Exeter (Tertiary) | PIVOTED POWER LLP | Exeter Main 400kV |  | 0 | 49.9 | 49.9 | 2025-11-01 | Awaiting Consents | Directly Connected | NGET | Energy Storage System
Exeter Main Tertiary | Exeter Main Solar Limited | Exeter Main 400kV |  | 0 | 57 | 57 | 2024-05-01 | Scoping | Directly Connected | NGET | Thermal
Fallago Rig 2 | EDF ENERGY RENEWABLES LIMITED | Fallago 400kV Substation |  | 0 | 41.4 | 41.4 | 2023-10-31 | Awaiting Consents | Directly Connected | SPT | Wind Onshore
Fallago Rig Wind Farm | FALLAGO RIG WINDFARM LIMITED | Fallago 400kV Substation |  | 144 | 0 | 144 |  | Built | Directly Connected | SPT | Wind Onshore
Farr Wind Farm - Tomatin | FARR WINDFARM LIMITED | Beauly |  | 92 | 0 | 92 |  | Built | Directly Connected | SHET | Wind Onshore
Fasnakyle G1 & G2 | SSE GENERATION LIMITED | Fasnakyle |  | 46 | 0 | 46 |  | Built | Directly Connected | SHET | Hydro
Fasnakyle G3 & G4 | SSE GENERATION LIMITED | Fasnakyle |  | 30.5 | 0 | 30.5 |  | Built | Embedded | SHET | Hydro
Fasque Windfarm | SCOTTISHPOWER RENEWABLES (UK) LIMITED | Fasque Wind Farm 132kV |  | 0 | 90 | 90 | 2026-10-31 | Scoping | Directly Connected | SHET | Wind Onshore
Fawley CHP | ESSO PETROLEUM COMPANY,LIMITED | Fawley 400kV |  | 158 | 0 | 158 |  | Built | Embedded | NGET | CHP (Combined Heat and Power)
Faw Side Community Wind Farm | COMMUNITY WINDPOWER LIMITED | Faw Side Community Wind Farm |  | 0 | 250 | 250 | 2025-10-31 | Awaiting Consents | Directly Connected | SPT | Wind Onshore
Feckenham | STATKRAFT UK LTD | Feckenham 400kV |  | 0 | 12 | 12 | 2022-06-30 | Scoping | Directly Connected | NGET | Energy Storage System; Reactive Compensation
Ferrybridge D | KEADBY GENERATION LIMITED | Ferrybridge |  | 0 | 1820 | 1820 | 2026-09-01 | Scoping | Directly Connected | NGET | CCGT (Combined Cycle Gas Turbine)
Ffestiniog | FIRST HYDRO COMPANY | Ffestiniog 275kV |  | 360 | 0 | 360 |  | Built | Directly Connected | NGET | Pump Storage
Fiddlers Ferry | KEADBY GENERATION LIMITED | Fiddlers Ferry |  | 0 | 0 | 0 |  | Built | Directly Connected | NGET | Coal
Finlarig | SSE GENERATION LIMITED | Finlarig |  | 16.5 | 0 | 16.5 |  | Built | Directly Connected | SHET | Hydro
Firth of Forth Offshore Wind Farm 2A | SEAGREEN WIND ENERGY LIMITED | Branxton 400kV | 1 | 0 | 700 | 700 | 2026-11-27 | Scoping | Directly Connected | SPT | Wind Offshore
|  | Branxton 400kV | 2 | 0 | 450 | 1150 | 2027-11-26 | Scoping | Directly Connected | SPT | Wind Offshore
Firth of Forth Offshore Wind Farm 2B | SEAGREEN WIND ENERGY LIMITED | Branxton 400kV | 1 | 0 | 700 | 700 | 2026-11-27 | Scoping | Directly Connected | SPT | Wind Offshore
|  | Branxton 400kV | 2 | 0 | 450 | 1150 | 2027-11-26 | Scoping | Directly Connected | SPT | Wind Offshore
Firth of Forth Phase 1 | SEAGREEN WIND ENERGY LIMITED | Tealing 275/33kV |  | 0 | 1075 | 1075 | 2021-12-31 | Consents Approved | Directly Connected | SHET | Wind Offshore
Five Estuaries Offshore Wind Farm | FIVE ESTUARIES OFFSHORE WIND FARM LIMITED | Five Estuaries 220/66 kV Offshore Substation |  | 0 | 348 | 348 | 2030-10-31 | Scoping | Directly Connected | NGET | Wind Offshore
Fleet (Tertiary) | CSE23 LIMITED | Fleet 400kV |  | 0 | 49.9 | 49.9 | 2025-01-10 | Scoping | Directly Connected | NGET | PV Array (Photo Voltaic/solar)
| ENSO GREEN HOLDINGS LIMITED | Fleet 400kV | 1 | 0 | 49.9 | 49.9 | 2025-10-31 | Awaiting Consents | Directly Connected | NGET | Energy Storage System; PV Array (Photo Voltaic/solar)
|  | Fleet 400kV | 2 | 0 | 7.1 | 57 | 2026-10-31 | Awaiting Consents | Directly Connected | NGET | Energy Storage System; PV Array (Photo Voltaic/solar)
Fleet Tertiary | FLEET SOLAR LIMITED | Fleet 400kV |  | 0 | 57 | 57 | 2024-05-01 | Scoping | Directly Connected | NGET | Thermal
Fort Dunlop | WHITETOWER ENERGY LIMITED | Dunlop 132kV |  | 99 | 0 | 99 |  | Built | Embedded | NGET | OCGT (Open Cycle Gas Turbine)
Foyers | SSE GENERATION LIMITED | Foyers |  | 300 | 0 | 300 |  | Built | Directly Connected | SHET | Pump Storage
Freasdail | FREASDAIL ENERGY LIMITED | Crossaig 132kV |  | 22.2 | 0 | 22.2 |  | Built | Directly Connected | SHET | Wind Onshore
Galawhistle Wind Farm | GALAWHISTLE WIND FARM LIMITED | Galawhistle 132/33kV |  | 55.2 | 0 | 55.2 |  | Built | Directly Connected | SPT | Wind Onshore
Galloper Wind Farm | GALLOPER WIND FARM LIMITED | Galloper North 132/33kV |  | 348 | 0 | 348 |  | Built | Directly Connected | NGET | Wind Offshore
Gateway Energy Centre Power Station | GATEWAY ENERGY CENTRE LIMITED | Coryton South 400kV | 1 | 0 | 619.99 | 619.99 | 2023-09-30 | Consents Approved | Directly Connected | NGET | CCGT (Combined Cycle Gas Turbine); Energy Storage System; OCGT (Open Cycle Gas Turbine)
|  | Coryton South 400kV | 2 | 0 | 380.01 | 1000 | 2024-09-30 | Consents Approved | Directly Connected | NGET | CCGT (Combined Cycle Gas Turbine); Energy Storage System; OCGT (Open Cycle Gas Turbine)
GIGL Offshore Wind Farm | GREEN INVESTMENT GROUP LIMITED | GIGL Offshore Substation |  | 0 | 1500 | 1500 | 2033-04-01 | Scoping | Directly Connected | NGET | Wind Offshore
Glanford | EPR GLANFORD LIMITED | Keadby |  | 15 | 0 | 15 |  | Built | Embedded | NGET | Biomass
Gleann Eoghainn | RENEWABLE ENERGY SYSTEMS LIMITED | Dunvegan 132/33kV |  | 0 | 25 | 25 | 2027-05-31 | Awaiting Consents | Embedded | SHET | Wind Onshore
Glen App Windfarm | SCOTTISHPOWER RENEWABLES (UK) LIMITED | Glen App and Loch Ree 132/33kV Substation |  | 32.2 | 0 | 32.2 |  | Built | Directly Connected | SPT | Wind Onshore
Glencassley Wind Farm | SSE RENEWABLES SERVICES (UK) LIMITED | Shin 132/33kV GSP Substation |  | 0 | 65 | 65 | 2025-04-01 | Awaiting Consents | Embedded | SHET | Wind Onshore
Glenchamber Wind Farm | GLENCHAMBER WIND ENERGY LIMITED | Glenluce | 1 | 25.3 | 0 | 25.3 |  | Built | Embedded | SPT | Wind Onshore
|  | Glenluce | 2 | 0 | 2.2 | 27.5 | 2022-10-30 | Consents Approved | Embedded | SPT | Wind Onshore
Glendoe | SSE GENERATION LIMITED | Fort Augustus |  | 99.9 | 0 | 99.9 |  | Built | Directly Connected | SHET | Hydro
Glen Kyllachy Wind Farm | GLEN KYLLACHY WIND FARM LIMITED | Glen Kyllachy Wind Farm |  | 0 | 48.5 | 48.5 | 2021-04-30 | Consents Approved | Directly Connected | SHET | Wind Onshore
Glenmoriston (part of the Moriston Cascade) | SSE GENERATION LIMITED | Glenmoriston |  | 40 | 0 | 40 |  | Built | Directly Connected | SHET | Hydro
Glenmuckloch Pumped Storage | GLENMUCKLOCH PUMPED STORAGE HYDRO LIMITED | Glenmuckloch 132kV Substation |  | 0 | 210 | 210 | 2024-04-30 | Consents Approved | Directly Connected | SPT | Pump Storage
Glenmuckloch Wind Farm | GLENMUCKLOCH RENEWABLE ENERGY LIMITED | Glenmuckloch 132kV Substation |  | 0 | 33.6 | 33.6 | 2025-04-30 | Awaiting Consents | Directly Connected | SPT | Wind Onshore
Glenshero | SIMEC WIND ONE LTD | Glenshero |  | 0 | 168 | 168 | 2024-08-31 | Scoping | Directly Connected | SHET | Wind Onshore
Glenshimmeroch Windfarm | ENERGYFARM UK GLENSHIMMEROCH LLP | Glenshimmeroch 132kV |  | 0 | 48 | 48 | 2023-10-31 | Awaiting Consents | Directly Connected | SPT | Wind Onshore
Glens of Foudland Wind (SRO) | Glens of Foudland Wind Farm Ltd | Keith |  | 26 | 0 | 26 |  | Built | Embedded | SHET | Wind Onshore
Glen Ullinish Extension | GLEN ULLINISH WF 2 LTD | Glen Ullinish 132/33kV Substation |  | 0 | 240 | 240 | 2026-07-31 | Scoping | Directly Connected | SHET | Wind Onshore
Glen Ullinish Wind Farm | KILMAC ENERGY (GLEN ULLINISH) LTD | Glen Ullinish 132/33kV Substation |  | 0 | 49.9 | 49.9 | 2025-12-31 | Consents Approved | Directly Connected | SHET | Wind Onshore
Goole Fields Wind farm | RWE RENEWABLES UK SWINDON LIMITED | DNO - Camblesforth 66kV |  | 32 | 0 | 32 |  | Built | Embedded | NGET | Wind Onshore
Gordonbush Wind Farm | SSE GENERATION LIMITED | Gordonbush | 1 | 70 | 0 | 70 |  | Built | Directly Connected | SHET | Wind Onshore
|  | Gordonbush | 2 | 0 | 38 | 108 | 2021-04-01 | Awaiting Consents | Directly Connected | SHET | Wind Onshore
Gordonstown Hill Wind Farm | GORDONSTOWN HILL WIND FARM LIMITED | Kintore |  | 12.5 | 0 | 12.5 |  | Built | Embedded | SHET | Wind Onshore
Grain | UNIPER UK LIMITED | Grain 400kV |  | 1517 | 0 | 1517 |  | Built | Directly Connected | NGET | CCGT (Combined Cycle Gas Turbine)
Grangemouth CHP | Grangemouth CHP Ltd | Grangemouth |  | 120 | 0 | 120 |  | Built | Embedded | SPT | CHP (Combined Heat and Power)
Greater Gabbard Offshore Wind Farm | Greater Gabbard Offshore Winds Ltd | Gabbard 33/132kV Offshore Substation |  | 500 | 0 | 500 |  | Built | Directly Connected | OFTO | Wind Offshore
Great Yarmouth | RWE GENERATION UK PLC | DNO - Norwich 132kV |  | 420 | 0 | 420 |  | Built | Embedded | NGET | CCGT (Combined Cycle Gas Turbine)
Greenburn Mixed Technology | REG GREENBURN LIMITED | Greenburn Mixed Technology 132kV |  | 0 | 90 | 90 | 2027-10-31 | Scoping | Directly Connected | SPT | Wind Onshore
Green Frog @ Alcoa | VIRIDIS 178 LIMITED |  |  | 40 | 0 | 40 |  | Built | Embedded | NGET | OCGT (Open Cycle Gas Turbine)
Green Frog @ Down Barn Farm | VIRIDIS 178 LIMITED | Lovedean 400kV |  | 20 | 0 | 20 |  | Built | Embedded | NGET | CCGT (Combined Cycle Gas Turbine)
Green Frog @ Goose House Lane | VIRIDIS 178 LIMITED | DNO - Rochdale 132kV |  | 21 | 0 | 21 |  | Built | Embedded | NGET | CCGT (Combined Cycle Gas Turbine)
Green Frog @ Letchworth | VIRIDIS 178 LIMITED | Wymondley |  | 15 | 0 | 15 |  | Built | Embedded | NGET | OCGT (Open Cycle Gas Turbine)
Green Frog @ Moorfield Drive | VIRIDIS 178 LIMITED | Padiham 132kV |  | 21 | 0 | 21 |  | Built | Embedded | NGET | CCGT (Combined Cycle Gas Turbine)
Green Frog @ Rake Lane | VIRIDIS 178 LIMITED | DNO - Kearsley 132kV |  | 21 | 0 | 21 |  | Built | Embedded | NGET | CCGT (Combined Cycle Gas Turbine)
Green frog @ The Drove | VIRIDIS 178 LIMITED |  |  | 6 | 0 | 6 |  | Built | Embedded | NGET | OCGT (Open Cycle Gas Turbine)
Green Frog at Lester Way | VIRIDIS 178 LIMITED | Cowley |  | 12 | 0 | 12 |  | Built | Embedded | NGET | OCGT (Open Cycle Gas Turbine)
Greengairs East Wind Farm | GREENGAIRS EAST WIND FARM LIMITED | Cumbernauld |  | 0 | 42.64 | 42.64 | 2022-11-25 | Awaiting Consents | Embedded | SPT | Wind Onshore
Greta II | GRETA I LIMITED |  |  | 0 | 500 | 500 | 2027-10-01 | Scoping | Directly Connected | NGET | Energy Storage System; PV Array (Photo Voltaic/solar)
Griffin Wind Farm | GRIFFIN WIND FARM LIMITED | Griffin 132/33kV Substation |  | 188.6 | 0 | 188.6 |  | Built | Directly Connected | SHET | Wind Onshore
Gunfleet Sands II Offshore Wind Farm | Gunfleet Sands II Ltd | Gunfleet Sands 33/132kV Offshore |  | 64 | 0 | 64 |  | Built | Directly Connected | OFTO | Wind Offshore
Gunfleet Sands Offshore Wind Farm | Gunfleet Sands Ltd | Gunfleet Sands 33/132kV Offshore |  | 99.9 | 0 | 99.9 |  | Built | Directly Connected | OFTO | Wind Offshore
Gwynt Y Mor Offshore Wind Farm | GWYNT Y MOR OFFSHORE WIND FARM LIMITED | Gwynt y Mor 132/33kV Offshore Substation |  | 574 | 0 | 574 |  | Built | Directly Connected | OFTO | Wind Offshore
Hadyard Hill | SSE GENERATION LIMITED | Maybole 132/33KV |  | 99.9 | 0 | 99.9 |  | Built | Directly Connected | SPT | Wind Onshore
Hagshaw Hill Phase 1 | HAGSHAW HILL REPOWERING LTD | Coalburn 132/33kV |  | 0 | 30 | 30 | 2024-05-30 | Scoping | Directly Connected | SPT | Wind Onshore
Hagshaw Hill Phase 2 | HAGSHAW HILL REPOWERING LTD | Coalburn 132/33kV |  | 0 | 54 | 54 | 2024-05-30 | Scoping | Directly Connected | SPT | Wind Onshore
Halsary Wind Farm | SCOTTISHPOWER RENEWABLES (UK) LIMITED | Mybster 132/33kV Substation |  | 28.5 | 0 | 28.5 |  | Built | Directly Connected | SHET | Wind Onshore
Harburnhead Wind Farm | LDV HARBURNHEAD LIMITED | Livingston East |  | 51.7 | 0 | 51.7 |  | Built | Embedded | SPT | Wind Onshore
Hare Hill Extension Wind Farm | SCOTTISHPOWER RENEWABLES (UK) LIMITED | Coylton |  | 29.75 | 0 | 29.75 |  | Built | Embedded | SPT | Wind Onshore
Hareshaw Rig Wind Farm | HARESHAW RIG WF LIMITED | Hopsrig Collector 132/33kV Substation |  | 0 | 40 | 40 | 2026-11-30 | Scoping | Directly Connected | SPT | Wind Onshore
Harestanes | SCOTTISHPOWER RENEWABLES (UK) LIMITED | Harestanes | 1 | 125 | 0 | 125 |  | Built | Directly Connected | SPT | Wind Onshore
|  | Harestanes | 2 | 0 | 38.3 | 163.3 | 2021-11-01 | Under Construction/Commissioning | Directly Connected | SPT | Wind Onshore
Harker | PIVOTED POWER LLP | Harker 400kV |  | 0 | 49.9 | 49.9 | 2024-10-31 | Consents Approved | Directly Connected | NGET | Energy Storage System
Harting Rig Wind Farm | BANKS RENEWABLES (HARTING RIG WIND FARM) LIMITED | Harting Rig 132/33kV |  | 0 | 67.2 | 67.2 | 2022-09-12 | Consents Approved | Directly Connected | SPT | Wind Onshore
Hartlepool | EDF ENERGY NUCLEAR GENERATION LIMITED | Hartlepool 275kV |  | 1207 | 0 | 1207 |  | Built | Directly Connected | NGET | Nuclear
Heathland Wind Farm | EDF ENERGY RENEWABLES LIMITED | Heathland Wind Farm 132/33kV Substation |  | 0 | 84 | 84 | 2027-03-31 | Scoping | Directly Connected | SPT | Wind Onshore
Hesta Head Wind Farm | HESTA HEAD WIND FARM LIMITED | Hesta Head 132/33kV Substation |  | 0 | 20.4 | 20.4 | 2025-04-30 | Awaiting Consents | Directly Connected | SHET | Wind Onshore
Heysham Power Station | EDF ENERGY NUCLEAR GENERATION LIMITED | Heysham |  | 2388 | 0 | 2388 |  | Built | Directly Connected | NGET | Nuclear
High Constellation Windfarm | HIGH CONSTELLATION WINDFARM LIMITED | Crossaig 132kV |  | 0 | 50 | 50 | 2025-04-30 | Scoping | Directly Connected | SHET | Wind Onshore
High Marnham (Tertiary) | ENSO GREEN HOLDINGS LIMITED | High Marnham | 1 | 0 | 49.9 | 49.9 | 2024-10-31 | Scoping | Directly Connected | NGET | Energy Storage System; PV Array (Photo Voltaic/solar)
|  | High Marnham | 2 | 0 | 7.1 | 57 | 2026-10-31 | Scoping | Directly Connected | NGET | Energy Storage System; PV Array (Photo Voltaic/solar)
Highview Hunterston East Cryobattery | HVS GRIDCO LTD | Highview Hunterston East Cryobattery 400kV Substation |  | 0 | 99.8 | 99.8 | 2024-10-30 | Scoping | Directly Connected | SPT | Energy Storage System; Reactive Compensation
Hill of Glaschyle | HILL OF GLASCHYLE RENEWABLES LLP | Berry Burn 275/33kV Substation |  | 27.6 | 0 | 27.6 |  | Built | Embedded | SHET | Wind Onshore
Hill of Towie/Drummuir | HILL OF TOWIE LIMITED | Drummuir Windfarm at Keith 33kV Grid Supply Point |  | 48.3 | 0 | 48.3 |  | Built | Embedded | SHET | Wind Onshore
Hill of Towie 2 Wind Farm | RENEWABLE ENERGY SYSTEMS LIMITED | Keith 2 |  | 0 | 36 | 36 | 2025-06-27 | Consents Approved | Embedded | SHET | Wind Onshore
Hinkley Point B | EDF ENERGY NUCLEAR GENERATION LIMITED | Hinkley Point 400kV |  | 1061 | 0 | 1061 |  | Built | Directly Connected | NGET | Nuclear
Hinkley Point C | EDF ENERGY NUCLEAR GENERATION LIMITED | Hinkley Point 400kV | 1 | 0 | 1670 | 1670 | 2024-12-06 | Consents Approved | Directly Connected | NGET | Nuclear
|  | Hinkley Point 400kV | 2 | 0 | 1670 | 3340 | 2025-12-06 | Consents Approved | Directly Connected | NGET | Nuclear
Hirwaun Power Station | HIRWAUN POWER LIMITED | Rhigos |  | 0 | 299 | 299 | 2021-07-10 | Consents Approved | Directly Connected | NGET | OCGT (Open Cycle Gas Turbine)
Holes Bay | HARMONY HB LIMITED | Holes Bay Battery Storage |  | 7.5 | 0 | 7.5 |  | Built | Embedded | NGET | Energy Storage System
Hollandmey Windfarm | SCOTTISHPOWER RENEWABLES (UK) LIMITED | Hollandmey 132kV |  | 0 | 49.5 | 49.5 | 2025-08-31 | Scoping | Directly Connected | SHET | Wind Onshore
Holyhead | ORTHIOS POWER (ANGLESEY) LIMITED | Penrhos | 1 | 0 | 150 | 150 | 2021-10-31 | Consents Approved | Embedded | NGET | Biomass
|  | Penrhos | 2 | 0 | 60 | 210 | 2023-04-01 | Consents Approved | Embedded | NGET | Biomass
Hopsrig Wind Farm | HOPSRIG WIND FARM LIMITED | Hopsrig Collector 132/33kV Substation |  | 0 | 48 | 48 | 2026-11-30 | Consents Approved | Directly Connected | SPT | Wind Onshore
Hornsea Power Station 1A | HORNSEA 1 LIMITED | Hornsea Platform 1A Offshore |  | 400 | 0 | 400 |  | Built | Directly Connected | NGET | Wind Offshore
Hornsea Power Station 1B | HORNSEA 1 LIMITED | Hornsea Platform 1B Offshore |  | 400 | 0 | 400 |  | Built | Directly Connected | NGET | Wind Offshore
Hornsea Power Station 1C | HORNSEA 1 LIMITED | Hornsea Platform 1C Offshore |  | 400 | 0 | 400 |  | Built | Directly Connected | NGET | Wind Offshore
Hornsea Power Station 2A | BREESEA LIMITED | Hornsea Platform 2A Offshore Substation |  | 0 | 440 | 440 | 2021-05-01 | Under Construction/Commissioning | Directly Connected | NGET | Wind Offshore
Hornsea Power Station 2B | SOUNDMARK WIND LIMITED | Hornsea Platform 2B Offshore |  | 0 | 440 | 440 | 2021-08-01 | Under Construction/Commissioning | Directly Connected | NGET | Wind Offshore
Hornsea Power Station 2C | SONNINGMAY WIND LIMITED | Hornsea Power Station 2C Offshore platform |  | 0 | 440 | 440 | 2021-10-01 | Under Construction/Commissioning | Directly Connected | NGET | Wind Offshore
Hornsea Power Station 3 | ORSTED HORNSEA PROJECT THREE (UK) LIMITED | Hornsea Offshore Platform 3 | 1 | 0 | 2000 | 2000 | 2025-10-31 | Consents Approved | Directly Connected | NGET | Wind Offshore
|  | Hornsea Offshore Platform 3 | 2 | 0 | 1000 | 3000 | 2028-12-31 | Consents Approved | Directly Connected | NGET | Wind Offshore
Hornsea Power Station 4 | ORSTED HORNSEA PROJECT FOUR LIMITED | Hornsea Offshore Platform 4 | 1 | 0 | 1500 | 1500 | 2027-04-01 | Scoping | Directly Connected | NGET | Wind Offshore
|  | Hornsea Offshore Platform 4 | 2 | 0 | 1100 | 2600 | 2028-10-31 | Scoping | Directly Connected | NGET | Wind Offshore
Humber Gateway Offshore Wind Farm | RWE RENEWABLES UK HUMBER WIND LIMITED | Humber Gateway 33/132kV Offshore Substation |  | 220 | 0 | 220 |  | Built | Directly Connected | OFTO | Wind Offshore
Hunterston | EDF ENERGY NUCLEAR GENERATION LIMITED | Hunterston 400kV Substation |  | 1000 | 0 | 1000 |  | Built | Directly Connected | SPT | Nuclear
Hunterston Battery Storage Facility | FLEXIBLEGRIDPOWER2 LTD | Hunterston 400kV Substation |  | 0 | 200 | 200 | 2024-04-12 | Scoping | Directly Connected | SPT | Energy Storage System; Reactive Compensation
Huntworth | DISTRICT ENERGY LIMITED | Taunton |  | 10 | 0 | 10 |  | Built | Embedded | NGET | CCGT (Combined Cycle Gas Turbine)
Hutton | PIVOTED POWER LLP | Hutton |  | 0 | 49.9 | 49.9 | 2023-10-31 | Awaiting Consents | Directly Connected | NGET | Energy Storage System
Hywind Wind Farm | HYWIND (SCOTLAND) LIMITED | Peterhead Grange |  | 30 | 0 | 30 |  | Built | Embedded | SHET | Wind Onshore
Immingham | VPI IMMINGHAM LLP | Humber Refinery 400kV | 1 | 1218 | 0 | 1218 |  | Built | Directly Connected | NGET | CHP (Combined Heat and Power)
|  | Humber Refinery 400kV | 2 | 0 | 50 | 1268 | 2022-10-01 | Under Construction/Commissioning | Directly Connected | NGET | CHP (Combined Heat and Power)
Inch Cape Offshore Wind Farm Platform 1 | INCH CAPE OFFSHORE LIMITED | Inch Cape Platform 1 220/66kV Offshore Substation |  | 0 | 540 | 540 | 2024-04-01 | Consents Approved | Directly Connected | SPT | Wind Offshore
Inch Cape Offshore Wind Farm Platform 2 | INCH CAPE OFFSHORE LIMITED | Inch Cape Platform 2 220/66kV Offshore Substation |  | 0 | 540 | 540 | 2024-04-01 | Consents Approved | Directly Connected | SPT | Wind Offshore
Indian Queens | INDIAN QUEENS POWER LIMITED | Indian Queens 400kV |  | 140 | 0 | 140 |  | Built | Directly Connected | NGET | OCGT (Open Cycle Gas Turbine)
| IQ ENERGY CENTRE LIMITED | Indian Queens 400/33kV Substation |  | 0 | 49.9 | 49.9 | 2024-10-30 | Scoping | Directly Connected | NGET | Energy Storage System
| PIVOTED POWER LLP | Indian Queens 400kV |  | 0 | 49.9 | 49.9 | 2023-10-31 | Awaiting Consents | Directly Connected | NGET | Energy Storage System
Invergarry (part of the Garry Cascade) | SSE GENERATION LIMITED | Invergarry |  | 20 | 0 | 20 |  | Built | Directly Connected | SHET | Hydro
Iron Acton | IRON ACTON GREEN LIMITED | Iron Acton |  | 0 | 120 | 120 | 2021-11-30 | Scoping | Directly Connected | NGET | Energy Storage System; PV Array (Photo Voltaic/solar)
Iron Acton Tertiary Connection | HD000ACT LTD | Iron Acton |  | 0 | 49.9 | 49.9 | 2022-10-01 | Scoping | Directly Connected | NGET | Gas Reciprocating
Ironbridge - New Connection | Enso Green Holdings F Limited | Ironbridge 400kV | 1 | 0 | 49.9 | 49.9 | 2025-06-30 | Scoping | Directly Connected | NGET | Energy Storage System; PV Array (Photo Voltaic/solar)
|  | Ironbridge 400kV | 2 | 0 | 49.9 | 99.8 | 2026-06-30 | Scoping | Directly Connected | NGET | Energy Storage System; PV Array (Photo Voltaic/solar)
|  | Ironbridge 400kV | 3 | 0 | 20.2 | 120 | 2027-06-30 | Scoping | Directly Connected | NGET | Energy Storage System; PV Array (Photo Voltaic/solar)
Iver | PIVOTED POWER LLP | Iver 275kV |  | 0 | 49.9 | 49.9 | 2023-10-31 | Scoping | Directly Connected | NGET | Energy Storage System
Jamesfield Farm Battery Storage | HARMONY JF LIMITED | Abernethy |  | 0 | 30 | 30 | 2022-10-31 | Scoping | Embedded | SHET | Energy Storage System
Jamesfield Farm Phase 2 Battery Storage | HARMONY JF LIMITED | Abernethy |  | 0 | 19 | 19 | 2022-10-31 | Scoping | Embedded | SHET | Energy Storage System
J G Pears | JG PEARS GRID CONNECTION LIMITED | High Marnham | 1 | 13 | 0 | 13 |  | Built | Directly Connected | NGET | CHP (Combined Heat and Power)
|  | High Marnham | 2 | 0 | 17 | 30 | 2019-09-06 | Under Construction/Commissioning | Directly Connected | NGET | CHP (Combined Heat and Power)
Keadby | KEADBY GENERATION LIMITED | Keadby |  | 755 | 0 | 755 |  | Built | Directly Connected | NGET | CCGT (Combined Cycle Gas Turbine)
Keadby II | KEADBY GENERATION LIMITED | Keadby |  | 0 | 893 | 893 | 2021-06-22 | Consents Approved | Directly Connected | NGET | CCGT (Combined Cycle Gas Turbine)
Kearsley | PIVOTED POWER LLP | Kearsley 400kV |  | 0 | 49.9 | 49.9 | 2022-10-31 | Awaiting Consents | Directly Connected | NGET | Energy Storage System
Keith Hill Wind Farm | DIAMOND WIND LIMITED | Keith Hill 33kV Substation |  | 4.5 | 0 | 4.5 |  | Built | Directly Connected | SPT | Wind Onshore
Kemsley | GROVEHURST ENERGY LIMITED | Kemsley |  | 35.8 | 0 | 35.8 |  | Built | Embedded | NGET | CHP (Combined Heat and Power)
| PIVOTED POWER LLP | Kemsley 400/132kV Substation |  | 49.9 | 0 | 49.9 |  | Built | Directly Connected | NGET | Energy Storage System
Kennoxhead Wind Farm | BROOKFIELD RENEWABLE UK LIMITED | Kennoxhead |  | 0 | 112 | 112 | 2024-02-27 | Consents Approved | Directly Connected | SPT | Wind Onshore
Kennoxhead Wind Farm Extension | Kennoxhead Wind Farm Limited | Middle Muir 132/33kV |  | 0 | 60 | 60 | 2021-10-31 | Awaiting Consents | Directly Connected | SPT | Wind Onshore
Kilbraur Wind Farm | Kilbraur Wind Energy Ltd | Kilbraur Wind Farm |  | 67 | 0 | 67 |  | Built | Directly Connected | SHET | Wind Onshore
Kilgallioch | SCOTTISHPOWER RENEWABLES (UK) LIMITED | Kilgallioch 132/33kV Substation | 1 | 228 | 0 | 228 |  | Built | Directly Connected | SPT | Wind Onshore
|  | Kilgallioch 132/33kV Substation | 2 | 0 | 46 | 274 | 2022-10-31 | Consents Approved | Directly Connected | SPT | Wind Onshore
Killingholme | UNIPER UK LIMITED | Killingholme 400kV | 1 | 600 | 0 | 600 |  | Built | Directly Connected | NGET | OCGT (Open Cycle Gas Turbine)
|  | Killingholme 400kV | 2 | 0 | 19 | 619 | 2024-04-01 | Under Construction/Commissioning | Directly Connected | NGET | OCGT (Open Cycle Gas Turbine)
Kilmorack (part of the Beauly Cascade) | SSE GENERATION LIMITED | Kilmorack |  | 20 | 0 | 20 |  | Built | Directly Connected | SHET | Hydro
Kincardine Battery Storage Facility | SPECTRUMRESERVE LTD | Kincardine |  | 0 | 200 | 200 | 2024-06-28 | Scoping | Directly Connected | SPT | Energy Storage System
Kincardine Offshore Wind Farm | KINCARDINE OFFSHORE WINDFARM LIMITED | Redmoss 132/33kV Grid Supply Point Substation |  | 49.6 | 0 | 49.6 |  | Built | Embedded | SHET | Wind Offshore
King's Lynn 'B' Power Station | EP UK POWER DEVELOPMENT LTD | King's Lynn 400kV |  | 0 | 1700 | 1700 | 2024-10-01 | Consents Approved | Directly Connected | NGET | CCGT (Combined Cycle Gas Turbine)
Kings Lynn A | RWE GENERATION UK PLC | Walpole 132kV |  | 395 | 0 | 395 |  | Built | Embedded | NGET | CCGT (Combined Cycle Gas Turbine)
Kingsnorth - New connection | Enso Green Holdings G Limited | Kingsnorth | 1 | 0 | 49.9 | 49.9 | 2025-06-30 | Scoping | Directly Connected | NGET | Energy Storage System
|  | Kingsnorth | 2 | 0 | 49.9 | 99.8 | 2026-06-30 | Scoping | Directly Connected | NGET | Energy Storage System
|  | Kingsnorth | 3 | 0 | 20.2 | 120 | 2026-12-30 | Scoping | Directly Connected | NGET | Energy Storage System
Kintradwell Energy Park | RENEWABLE ENERGY SYSTEMS LIMITED | Kintradwell 132/33kV Substation |  | 0 | 71.4 | 71.4 | 2027-06-30 | Scoping | Directly Connected | SHET | Wind Onshore
Kirkby (Tertiary) | PIVOTED POWER LLP | Kirkby 275kV |  | 0 | 49.9 | 49.9 | 2022-11-01 | Scoping | Directly Connected | NGET | Energy Storage System
Kirk Hill | KIRK HILL WIND FARM LIMITED | Maybole |  | 0 | 20 | 20 | 2022-10-31 | Under Construction/Commissioning | Embedded | SPT | Wind Onshore
Knockodhar Wind Farm | REG KNOCKODHAR LIMITED | Mark Hill |  | 0 | 120 | 120 | 2026-10-30 | Scoping | Directly Connected | SPT | Wind Onshore
Kype Muir | BANKS RENEWABLES (KYPE MUIR WIND FARM) LIMITED | Coalburn 132/33kV |  | 88.4 | 0 | 88.4 |  | Built | Directly Connected | SPT | Wind Onshore
Laleham | PIVOTED POWER LLP | Laleham 275kV |  | 0 | 49.9 | 49.9 | 2022-10-31 | Scoping | Directly Connected | NGET | Energy Storage System
Lamford Hill | RWE RENEWABLES UK DEVELOPMENTS LIMITED | Lamford Hill 132/33kV Substation |  | 0 | 20 | 20 | 2026-10-30 | Scoping | Directly Connected | SPT | Wind Onshore
Landulph | PIVOTED POWER LLP | Landulph 400kV |  | 0 | 49.9 | 49.9 | 2022-10-31 | Consents Approved | Directly Connected | NGET | Energy Storage System
Langage | EP LANGAGE LIMITED | Langage 400kV |  | 905 | 0 | 905 |  | Built | Directly Connected | NGET | CCGT (Combined Cycle Gas Turbine)
Laughton Solar Park | LAUGHTON SOLAR PARK LIMITED | West Burton 400kV |  | 0 | 480 | 480 | 2028-11-30 | Scoping | Directly Connected | NGET | Energy Storage System; PV Array (Photo Voltaic/solar)
Legacy Gas | HD639LEG Ltd |  |  | 0 | 49.9 | 49.9 | 2023-09-01 | Scoping | Directly Connected | NGET | Gas Reciprocating
Lethans Wind Farm | BANKS RENEWABLES (LETHANS WIND FARM) LIMITED | Lethans 132kV Substation |  | 0 | 132 | 132 | 2025-06-30 | Consents Approved | Directly Connected | SPT | Wind Onshore
Limekiln | LIMEKILN GRID LIMITED | Limekilns 132/33kV substation | 1 | 0 | 84 | 84 | 2022-10-01 | Consents Approved | Directly Connected | SHET | Wind Onshore
|  | Limekilns 132/33kV substation | 2 | 0 | 22 | 106 | 2027-10-31 | Awaiting Consents | Directly Connected | SHET | Wind Onshore
Lincs Offshore Wind Farm | LINCS WIND FARM LIMITED | Lincs 33/132kV Offshore Substation |  | 256 | 0 | 256 |  | Built | Directly Connected | OFTO | Wind Offshore
Lister Drive | LISTER BATTERY LTD | Lister Drive 275kV |  | 0 | 49.9 | 49.9 | 2021-10-31 | Scoping | Directly Connected | NGET | Energy Storage System
| ORSTED ESS MERSEY LIMITED | DNO - Lister Drive 132kV |  | 20 | 0 | 20 |  | Built | Embedded | NGET | Energy Storage System
| SHAW-ENERGI LTD | Lister Drive 275kV |  | 0 | 50 | 50 | 2023-05-01 | Scoping | Directly Connected | NGET | Energy Storage System
Little Barford | RWE GENERATION UK PLC | Eaton Socon 400kV |  | 740 | 0 | 740 |  | Built | Directly Connected | NGET | CCGT (Combined Cycle Gas Turbine)
Little Raith BES | DAISY NO 2 LIMITED | Glenniston |  | 0 | 50 | 50 | 2020-06-30 | Consents Approved | Embedded | SPT | Energy Storage System
Livishie (part of the Moriston Cascade) | SSE GENERATION LIMITED | Glenmoriston |  | 18 | 0 | 18 |  | Built | Embedded | SHET | Hydro
Llanwern Phase 1 | GREENFIELDS (T) LIMITED | Whitston 275kV |  | 0 | 95 | 95 | 2023-11-01 | Consents Approved | Directly Connected | NGET | PV Array (Photo Voltaic/solar)
Llanwern Phase 2 | GREENFIELDS (Q) LIMITED | Whitson 275kV |  | 0 | 190 | 190 | 2023-09-30 | Awaiting Consents | Directly Connected | NGET | Energy Storage System; PV Array (Photo Voltaic/solar)
Lochay (Part of Killin Cascade Hydro Scheme) | SSE GENERATION LIMITED | Lochay |  | 47 | 0 | 47 |  | Built | Directly Connected | SHET | Hydro
Lochgoin Solar Farm | TURBINE MARKETING SPV LIMITED | Whitelee Extension |  | 0 | 89 | 89 | 2023-08-25 | Scoping | Directly Connected | SPT | PV Array (Photo Voltaic/solar)
Lochluichart | LZN LIMITED | Corriemoillie 132kV Substation |  | 69 | 0 | 69 |  | Built | Directly Connected | SHET | Wind Onshore
Loch Luichart Extension II | BLUEBELL WIND FARM LIMITED | Loch Luichart Extension II |  | 0 | 36 | 36 | 2024-10-31 | Scoping | Directly Connected | SHET | Wind Onshore
Loganhead Windfarm | LOGANHEAD WF LIMITED | Hopsrig Collector 132/33kV Substation |  | 0 | 36 | 36 | 2026-10-31 | Awaiting Consents | Directly Connected | SPT | Wind Onshore
London Array Offshore Wind Farm | London Array Ltd | London Array 33/150kV Offshore Substations |  | 630 | 0 | 630 |  | Built | Directly Connected | OFTO | Wind Offshore
Lorg Wind Farm | RWE RENEWABLES UK DEVELOPMENTS LIMITED | Lorg Wind Farm 132/32kV |  | 0 | 49.5 | 49.5 | 2025-04-30 | Scoping | Directly Connected | SPT | Wind Onshore
Lovedean (Tertiary) | LOVEDEAN GREEN LIMITED | Lovedean 400kV | 1 | 0 | 49.9 | 49.9 | 2023-06-30 | Scoping | Directly Connected | NGET | Energy Storage System; PV Array (Photo Voltaic/solar)
|  | Lovedean 400kV | 2 | 0 | 7.1 | 57 | 2023-10-31 | Scoping | Directly Connected | NGET | Energy Storage System; PV Array (Photo Voltaic/solar)
Lubreoch Hydro (Part of Killin Cascade Hydro Scheme) | SSE GENERATION LIMITED | Killin |  | 4 | 0 | 4 |  | Built | Embedded | SHET | Hydro
Luichart (part of the Conon Cascade) | SSE GENERATION LIMITED | Luichart |  | 34 | 0 | 34 |  | Built | Directly Connected | SHET | Hydro
Lynemouth Power Station | LYNEMOUTH POWER LIMITED | Blyth |  | 396 | 0 | 396 |  | Built | Embedded | NGET | Biomass
Lynes Common | RWE COGEN UK (HYTHE) LIMITED | Fawley 400kV |  | 49.9 | 0 | 49.9 |  | Built | Embedded | NGET | OCGT (Open Cycle Gas Turbine)
Maentwrog | NUCLEAR DECOMMISSIONING AUTHORITY | Maentwrog |  | 30 | 0 | 30 |  | Built | Embedded | NGET | Hydro
Mannington | PIVOTED POWER LLP | Mannington |  | 0 | 49.9 | 49.9 | 2024-04-30 | Awaiting Consents | Directly Connected | NGET | Energy Storage System
Mannington Tertiary | MANNINGTON ENERGY CENTRE LIMITED | Mannington 400kV |  | 0 | 49.9 | 49.9 | 2024-04-02 | Scoping | Directly Connected | NGET | Energy Storage System
Marchwood | MARCHWOOD POWER LIMITED | Marchwood 400kV |  | 920 | 0 | 920 |  | Built | Directly Connected | NGET | CCGT (Combined Cycle Gas Turbine)
Mark Hill Wind Farm | SCOTTISHPOWER RENEWABLES (UK) LIMITED | Mark Hill |  | 53 | 0 | 53 |  | Built | Directly Connected | SPT | Wind Onshore
Markinch (Rothes) Biomass CHP Plant | RWE MARKINCH LIMITED | Glenrothes |  | 55 | 0 | 55 |  | Built | Embedded | SPT | Biomass
Medway Power Station | MEDWAY POWER LIMITED | Grain |  | 735 | 0 | 735 |  | Built | Directly Connected | NGET | CCGT (Combined Cycle Gas Turbine)
Meikle Hill Wind Farm | BROOKFIELD RENEWABLE UK LIMITED | Elgin 275/132kV Substation |  | 0 | 23 | 23 | 2022-10-31 | Consents Approved | Embedded | SHET | Wind Onshore
Melksham | JBM SOLAR PROJECTS 13 LIMITED |  |  | 0 | 49.99 | 49.99 | 2024-10-30 | Scoping | Directly Connected | NGET | Thermal
Melksham (Tertiary) | MELKSHAM CALNE GREEN LIMITED |  | 1 | 0 | 49.9 | 49.9 | 2022-10-31 | Scoping | Directly Connected | NGET | Energy Storage System; PV Array (Photo Voltaic/solar)
|  |  | 2 | 0 | 7.1 | 57 | 2023-10-31 | Scoping | Directly Connected | NGET | Energy Storage System; PV Array (Photo Voltaic/solar)
Melksham 1 Tertiary | MELKSHAM ENERGY CENTRE ONE LTD | Melksham 400kV |  | 0 | 49.9 | 49.9 | 2024-04-30 | Awaiting Consents | Directly Connected | NGET | Energy Storage System
Melksham 2 Tertiary | MELKSHAM ENERGY CENTRE TWO LTD | Melksham 400kV |  | 0 | 49.9 | 49.9 | 2024-04-30 | Awaiting Consents | Directly Connected | NGET | Energy Storage System
MeyGen Tidal | MEYGEN PLC | Gills Bay | 1 | 0 | 15 | 15 | 2024-10-31 | Consents Approved | Directly Connected | SHET | Tidal
|  | Gills Bay | 2 | 0 | 56 | 71 | 2024-10-31 | Consents Approved | Directly Connected | SHET | Tidal
|  | Gills Bay | 3 | 0 | 83 | 154 | 2025-10-31 | Awaiting Consents | Directly Connected | SHET | Tidal
|  | Gills Bay | 4 | 0 | 83 | 237 | 2026-10-31 | Awaiting Consents | Directly Connected | SHET | Tidal
Middle Muir Wind Farm | BANKS RENEWABLES (MIDDLE MUIR WIND FARM) LIMITED | Middle Muir 132/33kV |  | 51 | 0 | 51 |  | Built | Directly Connected | SPT | Wind Onshore
Middlewich BEGA | CONRAD (MIDDLEWICH) LIMITED | Carrington |  | 20 | 0 | 20 |  | Built | Embedded | NGET | Gas Reciprocating
Milford Haven | EGNEDOL PEMBROKE ECO-POWER LIMITED | Pembroke 400kV |  | 0 | 350 | 350 | 2022-10-31 | Awaiting Consents | Directly Connected | NGET | Biomass
Millbrook Power | MILLBROOK POWER LIMITED | Millbrook 400kV |  | 0 | 299 | 299 | 2022-07-15 | Scoping | Directly Connected | NGET | OCGT (Open Cycle Gas Turbine)
Millennium South | FALCK RENEWABLES WIND LIMITED | Millennium South 132/33kV Substation |  | 0 | 25 | 25 | 2021-10-31 | Consents Approved | Directly Connected | SHET | Wind Onshore
Millennium Wind | MILLENNIUM WIND ENERGY LIMITED | Millennium |  | 65 | 0 | 65 |  | Built | Directly Connected | SHET | Wind Onshore
Minety Tertiary(2) | JBM SOLAR PROJECTS 14 LTD | Minety |  | 0 | 49.99 | 49.99 | 2024-10-30 | Scoping | Directly Connected | NGET | PV Array (Photo Voltaic/solar)
Minety Tertiary Connection | HB411MIN Limited | Minety |  | 0 | 49.9 | 49.9 | 2023-09-01 | Scoping | Directly Connected | NGET | Gas Reciprocating
Minnygap | MINNYGAP ENERGY LIMITED | Moffat GSP |  | 25 | 0 | 25 |  | Built | Directly Connected | SPT | Wind Onshore
Minsca | MINSCA WINDFARM (SCOTLAND) LIMITED | Chapelcross GSP |  | 37.5 | 0 | 37.5 |  | Built | Embedded | SPT | Wind Onshore
Monk Fryston Tertiary Connection | HD777FRY LTD | Monk Fryston |  | 0 | 49.9 | 49.9 | 2022-10-01 | Scoping | Directly Connected | NGET | Gas Reciprocating
Monquhill Wind Farm | RWE RENEWABLES UK DEVELOPMENTS LIMITED | Monquhill Wind Farm 33kV |  | 0 | 10 | 10 | 2027-04-30 | Awaiting Consents | Directly Connected | SPT | Wind Onshore
Moray East Offshore Wind Farm | MORAY OFFSHORE WINDFARM (EAST) LIMITED | Peterhead | 1 | 0 | 600 | 600 | 2021-05-07 | Consents Approved | Directly Connected | SHET | Wind Offshore
|  | Peterhead | 2 | 0 | 300 | 900 | 2021-07-01 | Consents Approved | Directly Connected | SHET | Wind Offshore
Moray West Offshore Windfarm | MORAY OFFSHORE WINDFARM (WEST) LIMITED | Moray Firth 220/33kV Platform 1 & 2 Offshore Substation | 1 | 0 | 800 | 800 | 2024-04-01 | Consents Approved | Directly Connected | SHET | Wind Offshore
|  | Moray Firth 220/33kV Platform 1 & 2 Offshore Substation | 2 | 0 | 60 | 860 | 2026-10-31 | Scoping | Directly Connected | SHET | Wind Offshore
Morlais | MENTER MON CYF | Penrhos | 1 | 0 | 40 | 40 | 2028-04-01 | Scoping | Directly Connected | NGET | Tidal
|  | Penrhos | 2 | 0 | 20 | 60 | 2029-04-01 | Scoping | Directly Connected | NGET | Tidal
|  | Penrhos | 3 | 0 | 40 | 100 | 2030-04-01 | Scoping | Directly Connected | NGET | Tidal
|  | Penrhos | 4 | 0 | 80 | 180 | 2032-04-01 | Scoping | Directly Connected | NGET | Tidal
Mossford (part of the Conon Cascade) | SSE GENERATION LIMITED | Mossford |  | 18.7 | 0 | 18.7 |  | Built | Directly Connected | SHET | Hydro
Mossy Hill Wind Farm | Peel NRE Wind Farms (No. 1) Limited | Mossy Hill 132kV |  | 0 | 49.9 | 49.9 | 2025-04-30 | Consents Approved | Directly Connected | SHET | Wind Onshore
Moy Wind Farm | ENECO MOY LIMITED | Inverness 132/33kV GSP |  | 60 | 0 | 60 |  | Built | Embedded | SHET | Wind Onshore
Muaitheabhal Wind Farm | UISENIS POWER LIMITED | Muaitheabhal 132/33kV Substation |  | 0 | 150 | 150 | 2025-04-01 | Consents Approved | Directly Connected | SHET | Wind Onshore
Nant | SSE GENERATION LIMITED | Nant |  | 15 | 0 | 15 |  | Built | Directly Connected | SHET | Hydro
Neart Na Gaoithe Offshore Wind Farm | NEART NA GAOITHE OFFSHORE WIND LIMITED | Neart Na Gaoithe 220/66KV Offshore | 1 | 0 | 150 | 150 | 2021-10-01 | Consents Approved | Directly Connected | SPT | Wind Offshore
|  | Neart Na Gaoithe 220/66KV Offshore | 2 | 0 | 298 | 448 | 2022-04-01 | Consents Approved | Directly Connected | SPT | Wind Offshore
North Falls Offshore Wind Farm | SSE RENEWABLES SERVICES (UK) LIMITED | North Falls Offshore Platform |  | 0 | 500 | 500 | 2030-10-31 | Scoping | Directly Connected | OFTO | Wind Offshore
North Hyde | CLEARSTONE SERVICES LIMITED | North Hyde |  | 0 | 49.5 | 49.5 | 2023-07-01 | Scoping | Directly Connected | NGET | CCGT (Combined Cycle Gas Turbine)
North Killingholme Power Project | C.GEN KILLINGHOLME LIMITED | Killingholme 400kV |  | 0 | 540 | 540 | 2023-04-01 | Consents Approved | Directly Connected | NGET | CCGT (Combined Cycle Gas Turbine)
North Kyle New Cumnock | NORTH KYLE WIND FARM LIMITED | New Cumnock 132kV |  | 0 | 212 | 212 | 2024-04-30 | Awaiting Consents | Directly Connected | SPT | Wind Onshore
North Lowther Energy Initiative | NLEI LTD | NLEI |  | 0 | 151.2 | 151.2 | 2024-10-31 | Scoping | Directly Connected | SPT | Wind Onshore
North Wales Hybrid | SOLAR CENTURY HOLDINGS LIMITED | Bodelwyddan 400kV |  | 0 | 53 | 53 | 2026-09-02 | Scoping | Directly Connected | NGET | Energy Storage System; PV Array (Photo Voltaic/solar)
North Wales Offshore Wind Farm | Mordel Limited | North Wales Offshore Subsbation |  | 0 | 1440 | 1440 | 2033-04-01 | Scoping | Directly Connected | NGET | Wind Offshore
Norwich | PIVOTED POWER LLP | Norwich Main 400kV |  | 0 | 49.9 | 49.9 | 2024-10-31 | Consents Approved | Directly Connected | NGET | Energy Storage System
| YARE POWER LIMITED | Norwich |  | 0 | 49.5 | 49.5 | 2022-07-01 | Consents Approved | Directly Connected | NGET | CCGT (Combined Cycle Gas Turbine)
Nursling Tertiary | NURSLING ENERGY TWO LIMITED | Nursling 400kV |  | 0 | 49.9 | 49.9 | 2021-03-31 | Consents Approved | Directly Connected | NGET | Energy Storage System
Oaklands Farm Solar PV | BAYWA R.E. UK LIMITED | Drakelow 132kV |  | 0 | 79.6 | 79.6 | 2023-10-01 | Scoping | Directly Connected | NGET | PV Array (Photo Voltaic/solar)
Ocker Hill Tertiary Connection | HD143OCK LTD | Ocker Hill |  | 0 | 49.9 | 49.9 | 2022-10-01 | Consents Approved | Directly Connected | NGET | Gas Reciprocating
Oldbury (Tertiary) | PIVOTED POWER LLP | Oldbury 275kV |  | 0 | 49.9 | 49.9 | 2025-11-01 | Awaiting Consents | Directly Connected | NGET | Energy Storage System
Old Forest of Ae | SCOTTISHPOWER RENEWABLES (UK) LIMITED | Old Forest of Ae 33kV |  | 0 | 56 | 56 | 2027-10-31 | Scoping | Directly Connected | SPT | Wind Onshore
Ormonde Offshore Wind Farm | ORMONDE ENERGY LIMITED | Ormonde 33/132kV Offshore Substation |  | 150 | 0 | 150 |  | Built | Directly Connected | OFTO | Wind Offshore
Orrin (part of the Conon Cascade) | SSE GENERATION LIMITED | Orrin |  | 18 | 0 | 18 |  | Built | Directly Connected | SHET | Hydro
Osbaldwick | MONETS GARDEN BATTERY LTD | Osbaldwick 400kV |  | 0 | 49.9 | 49.9 | 2021-10-30 | Consents Approved | Directly Connected | NGET | Energy Storage System
OSP01 | ORSTED POWER (UK) LIMITED | OSP01 400/66kV Substation |  | 0 | 1800 | 1800 | 2033-10-31 | Scoping | Directly Connected | SPT | Wind Offshore
OSP02 | ORSTED POWER (UK) LIMITED | OSP02 500/66kV Offshore Substation |  | 0 | 1800 | 1800 | 2033-10-31 | Scoping | Directly Connected | SPT | Wind Offshore
Overhill Wind Farm | ENERGYFARM UK OVERHILL LLP | Overhill WF 132kV |  | 0 | 48 | 48 | 2023-09-08 | Consents Approved | Directly Connected | SPT | Wind Onshore
OWF1 Offshore | SCOTTISHPOWER RENEWABLES (UK) LIMITED | OWF1 275/66kV Offshore Substation |  | 0 | 2000 | 2000 | 2028-04-30 | Scoping | Directly Connected | SPT | Wind Offshore
OWF2 | SCOTTISHPOWER RENEWABLES (UK) LIMITED | OWF2 400/66kV Offshore Substation |  | 0 | 2000 | 2000 | 2033-10-31 | Scoping | Directly Connected | SHET | Wind Offshore
OWF3 | SCOTTISHPOWER RENEWABLES (UK) LIMITED | OWF3 275/66kV Offshore Substation | 1 | 0 | 1000 | 1000 | 2031-10-31 | Scoping | Directly Connected | SHET | Wind Offshore
|  | OWF3 275/66kV Offshore Substation | 2 | 0 | 2000 | 3000 | 2033-10-31 | Scoping | Directly Connected | SHET | Wind Offshore
OWPL Windfarm | OFFSHORE WIND POWER LIMITED | OWPL Windfarm Platform 220/66kV Offshore Substation | 1 | 0 | 750 | 750 | 2029-10-31 | Scoping | Directly Connected | SHET | Wind Offshore
|  | OWPL Windfarm Platform 220/66kV Offshore Substation | 2 | 0 | 1500 | 2250 | 2031-10-31 | Scoping | Directly Connected | SHET | Wind Offshore
Peak Gen BEGA | PEAK GEN POWER 2 LIMITED | Walpole 132kV |  | 20.5 | 0 | 20.5 |  | Built | Embedded | NGET | Oil & AGT (Advanced Gas Turbine)
Pembroke | XLINKS LIMITED | Pembroke 400kV |  | 0 | 1800 | 1800 | 2028-12-31 | Scoping | Null | NGET | Wind Offshore
Pembroke Power Station | RWE GENERATION UK PLC | Pembroke 400kV |  | 2199 | 0 | 2199 |  | Built | Directly Connected | NGET | CCGT (Combined Cycle Gas Turbine)
Pencloe Windfarm | PENCLOE WIND ENERGY LIMITED | Pencloe 132/33kV | 1 | 0 | 79.8 | 79.8 | 2022-06-30 | Consents Approved | Directly Connected | SPT | Wind Onshore
|  | Pencloe 132/33kV | 2 | 0 | 16.2 | 96 | 2024-10-29 | Awaiting Consents | Directly Connected | SPT | Wind Onshore
Pen Y Cymoedd Wind Farm | PEN Y CYMOEDD WIND FARM LIMITED | Rhigos 400kV |  | 228 | 0 | 228 |  | Built | Directly Connected | NGET | Wind Onshore
Peterborough | Centrica PB Ltd | Walpole 132kV |  | 245 | 0 | 245 |  | Built | Embedded | NGET | CCGT (Combined Cycle Gas Turbine)
Peterhead | SSE GENERATION LIMITED | Peterhead |  | 1180 | 0 | 1180 |  | Built | Directly Connected | SHET | CCGT (Combined Cycle Gas Turbine)
Pitlochry (part of the Clunie Cascade) | SSE GENERATION LIMITED | Pitlochry |  | 15 | 0 | 15 |  | Built | Embedded | SHET | Hydro
Plymouth Main | VIRIDIS 178 LIMITED | Landulph |  | 25.52 | 0 | 25.52 |  | Built | Embedded | NGET | CHP (Combined Heat and Power)
Plymouth Rock | VIRIDIS 178 LIMITED | Landulph |  | 15.08 | 0 | 15.08 |  | Built | Embedded | NGET | CHP (Combined Heat and Power)
Pogbie Wind Farm | POGBIE WIND FARM (GRID) LIMITED | Pogbie 33kV Substation |  | 9.6 | 0 | 9.6 |  | Built | Directly Connected | SPT | Wind Onshore
Porters Wood | LONGFIELD SOLAR ENERGY FARM LIMITED | Porters Wood 400kV |  | 0 | 500 | 500 | 2025-04-01 | Scoping | Directly Connected | NGET | Energy Storage System; PV Array (Photo Voltaic/solar)
Port of Mostyn | MOSTYN SEAPOWER LIMITED | Connah's Quay 400kV |  | 0 | 210 | 210 | 2024-04-01 | Scoping | Directly Connected | NGET | Tidal
Powersite @ Drakelow | POWERSITE LTD |  |  | 0 | 380 | 380 | 2020-10-01 | Under Construction/Commissioning | Directly Connected | NGET | CCGT (Combined Cycle Gas Turbine)
Priestgill Wind Farm | PRIESTGILL WIND FARM LIMITED | Elvanfoot 275/132/33kV |  | 0 | 41 | 41 | 2022-11-30 | Awaiting Consents | Directly Connected | SPT | Wind Onshore
Progress Power Station | PROGRESS POWER LIMITED | Yaxley 400kV |  | 0 | 299 | 299 | 2022-08-01 | Consents Approved | Directly Connected | NGET | OCGT (Open Cycle Gas Turbine)
Project Elizabeth | BP ALTERNATIVE ENERGY INVESTMENTS LIMITED | Wylfa 400kV |  | 0 | 1500 | 1500 | 2033-04-01 | Scoping | Directly Connected | NGET | Wind Offshore
Quantans Hill Wind Farm | VATTENFALL WIND POWER LTD | Quantans Hill 132kV Substantion |  | 0 | 126 | 126 | 2027-04-30 | Scoping | Directly Connected | SPT | Wind Onshore
Quoich (part of the Garry Cascade) | SSE GENERATION LIMITED | Quoich |  | 18 | 0 | 18 |  | Built | Embedded | SHET | Hydro
Race Bank Extension | ORSTED POWER (UK) LIMITED | Racebank Extension 220/66kV Offshore |  | 0 | 565 | 565 | 2030-04-30 | Scoping | Directly Connected | NGET | Wind Offshore
Race Bank Wind Farm | RACE BANK WIND FARM LIMITED | Race Bank 132kV |  | 565 | 0 | 565 |  | Built | Directly Connected | NGET | Wind Offshore
Rampion Extension Offshore Wind Farm | RWE RENEWABLES UK LIMITED | Rampion Offshore Wind Farm |  | 0 | 1200 | 1200 | 2026-08-01 | Scoping | Directly Connected | NGET | Wind Offshore
Rampion Offshore Wind Farm | RAMPION OFFSHORE WIND LIMITED | Rampion 33/132kV Offshore |  | 400 | 0 | 400 |  | Built | Directly Connected | NGET | Wind Offshore
Ratcliffe on Soar | UNIPER UK LIMITED | Ratcliffe-On-Soar 400kV |  | 2021 | 0 | 2021 |  | Built | Directly Connected | NGET | Coal
Ratcliffe-on-Soar | ENSO GREEN HOLDINGS C LIMITED | Ratcliffe-On-Soar 400kV | 1 | 0 | 49.9 | 49.9 | 2025-06-30 | Scoping | Directly Connected | NGET | Energy Storage System
|  | Ratcliffe-On-Soar 400kV | 2 | 0 | 49.9 | 99.8 | 2026-06-30 | Scoping | Directly Connected | NGET | Energy Storage System
|  | Ratcliffe-On-Soar 400kV | 3 | 0 | 20.2 | 120 | 2026-12-30 | Scoping | Directly Connected | NGET | Energy Storage System
Rayleigh 1 Tertiary | RAYLEIGH GREEN LIMITED |  | 1 | 0 | 49.9 | 49.9 | 2023-10-31 | Scoping | Directly Connected | NGET | Energy Storage System; PV Array (Photo Voltaic/solar)
|  |  | 2 | 0 | 7.1 | 57 | 2025-10-31 | Scoping | Directly Connected | NGET | Energy Storage System; PV Array (Photo Voltaic/solar)
Rayleigh 2 Tertiary | ENSO GREEN HOLDINGS LIMITED | Rayleigh 'Main' | 1 | 0 | 49.9 | 49.9 | 2025-10-31 | Scoping | Directly Connected | NGET | Energy Storage System; PV Array (Photo Voltaic/solar)
|  | Rayleigh 'Main' | 2 | 0 | 7.1 | 57 | 2027-10-31 | Scoping | Directly Connected | NGET | Energy Storage System; PV Array (Photo Voltaic/solar)
Redditch | CINERGY GLOBAL POWER (UK) LIMITED | Feckenham |  | 29 | 0 | 29 |  | Built | Embedded | NGET | CCGT (Combined Cycle Gas Turbine)
Redfield Road A | VIRIDIS 178 LIMITED | Ratcliffe |  | 20.88 | 0 | 20.88 |  | Built | Embedded | NGET | CHP (Combined Heat and Power)
Redfield Road B | VIRIDIS 178 LIMITED | Ratcliffe |  | 20.88 | 0 | 20.88 |  | Built | Embedded | NGET | Thermal
Red John PSH | ILI (Highlands PSH) Limited | Red John 275kV Switching Station |  | 0 | 450 | 450 | 2027-07-31 | Scoping | Directly Connected | SHET | Pump Storage
Richborough 1 | RICHBOROUGH ENERGY PARK LIMITED | Richborough 400kV |  | 0 | 50 | 50 | 2022-06-30 | Scoping | Directly Connected | NGET | Energy Storage System
Richborough 2 | RICHBOROUGH ENERGY PARK LIMITED | Richborough 400kV |  | 0 | 50 | 50 | 2022-10-31 | Scoping | Directly Connected | NGET | Energy Storage System
Rigghill Windfarm | Rigghill Wind Farm Limited | Spango Valley |  | 0 | 49.9 | 49.9 | 2024-04-30 | Scoping | Embedded | SPT | Wind Onshore
Robin Rigg East Offshore Wind Farm | RWE RENEWABLES UK ROBIN RIGG EAST LIMITED | Robin Rigg East 132/33kV Offshore Substation |  | 86 | 0 | 86 |  | Built | Directly Connected | OFTO | Wind Offshore
Robin Rigg West Offshore Wind Farm | RWE RENEWABLES UK ROBIN RIGG WEST LIMITED | Robin Rigg West Offshore Wind Farm |  | 92 | 0 | 92 |  | Built | Directly Connected | OFTO | Wind Offshore
Rochdale | PIVOTED POWER LLP | Rochdale 275kV |  | 0 | 49.9 | 49.9 | 2023-10-31 | Awaiting Consents | Directly Connected | NGET | Energy Storage System
Rocksavage | ROCKSAVAGE POWER COMPANY, LTD. | Rocksavage 400kV |  | 810 | 0 | 810 |  | Built | Directly Connected | NGET | CCGT (Combined Cycle Gas Turbine)
Roosecote | CENTRICA BRIGG LIMITED | Roosecote 132kV |  | 49 | 0 | 49 |  | Built | Embedded | NGET | Energy Storage System
Rye House | VPI POWER LIMITED | Rye House |  | 715 | 0 | 715 |  | Built | Directly Connected | NGET | CCGT (Combined Cycle Gas Turbine)
Rye House (Tertiary) | ENSO GREEN HOLDINGS LIMITED | Rye House 400kV | 1 | 0 | 49.9 | 49.9 | 2025-10-31 | Scoping | Directly Connected | NGET | Energy Storage System; PV Array (Photo Voltaic/solar)
|  | Rye House 400kV | 2 | 0 | 7.1 | 57 | 2027-10-31 | Scoping | Directly Connected | NGET | Energy Storage System; PV Array (Photo Voltaic/solar)
Sallachy Wind Farm | WKN SALLACHY LIMITED | Sallachy 132kV Substation |  | 0 | 49.5 | 49.5 | 2025-04-30 | Awaiting Consents | Directly Connected | SHET | Wind Onshore
Saltend | Saltend Cogeneration Company Ltd | Saltend South 400kV |  | 1100 | 0 | 1100 |  | Built | Directly Connected | NGET | CCGT (Combined Cycle Gas Turbine)
Sandy Knowe Wind Farm | SANDY KNOWE WIND FARM LIMITED | Sandy Knowe Wind Farm 132kV | 1 | 0 | 51 | 51 | 2022-02-25 | Consents Approved | Directly Connected | SPT | Wind Onshore
|  | Sandy Knowe Wind Farm 132kV | 2 | 0 | 39 | 90 | 2024-04-02 | Consents Approved | Directly Connected | SPT | Wind Onshore
Sanquhar II Wind Farm | Sanquhar II Community Wind Company Limited | Sanquhar 132/33kV |  | 0 | 250 | 250 | 2024-04-30 | Scoping | Directly Connected | SPT | Wind Onshore
Sanquhar Wind Farm | SANQUHAR COMMUNITY WIND COMPANY LIMITED | Ulzieside 132/33kV |  | 32.4 | -2.4 | 30 | 2021-01-30 | Built | Directly Connected | SPT | Wind Onshore
Scoop Hill Wind Farm | COMMUNITY WINDPOWER LIMITED | Scoop Hill Wind Farm 132kV Substation |  | 0 | 500 | 500 | 2025-08-28 | Scoping | Directly Connected | SPT | Wind Onshore
Seabank | SEABANK POWER LIMITED | Seabank 400kV |  | 1234 | 0 | 1234 |  | Built | Directly Connected | NGET | CCGT (Combined Cycle Gas Turbine)
Seabank (Tertiary) | PIVOTED POWER LLP | Seabank 400kV |  | 0 | 49.9 | 49.9 | 2023-11-01 | Awaiting Consents | Directly Connected | NGET | Energy Storage System
Seagreen Phase 3 | MARR BANK WIND LIMITED | Seagreen Platform 3A & 3B |  | 0 | 1850 | 1850 | 2036-11-14 | Scoping | Directly Connected | SPT | Wind Offshore
Seagreen Project 1+ | SEAGREEN 1A LIMITED | Seagreen Platform 1+ 275kV/66kV Offshore Substation |  | 0 | 360 | 360 | 2023-10-27 | Scoping | Directly Connected | SPT | Wind Offshore
Sellafield | NUCLEAR DECOMMISSIONING AUTHORITY | DNO - Hutton 132kV |  | 155 | 0 | 155 |  | Built | Embedded | NGET | CHP (Combined Heat and Power)
Sellindge (Tertiary) | PIVOTED POWER LLP | Sellindge 400kV |  | 0 | 49.9 | 49.9 | 2024-11-01 | Awaiting Consents | Directly Connected | NGET | Energy Storage System
Severn Power | Severn Power Ltd | Uskmouth 275kV |  | 850 | 0 | 850 |  | Built | Directly Connected | NGET | CCGT (Combined Cycle Gas Turbine)
Sevington | DISTRICT ENERGY LIMITED | Sellindge 132kV |  | 10 | 0 | 10 |  | Built | Embedded | NGET | CCGT (Combined Cycle Gas Turbine)
SHBEC | EP SHB LIMITED | South Humber Bank 400kV |  | 0 | 83 | 83 | 2024-01-10 | Scoping | Directly Connected | NGET | CCGT (Combined Cycle Gas Turbine)
Sheirdrim Wind Farm | SCOTTISHPOWER RENEWABLES (UK) LIMITED | Sheirdrim 132kV |  | 0 | 84 | 84 | 2025-04-30 | Scoping | Directly Connected | SHET | Wind Onshore
Shepherds Rig Wind Farm | SETT WIND DEVELOPMENT LIMITED | Shepherds Rig Wind Farm 132kV |  | 0 | 84.6 | 84.6 | 2024-07-30 | Scoping | Directly Connected | SPT | Wind Onshore
Sheringham Shoal Offshore Wind Farm | Scira Offshore Energy Ltd | Sheringham Shoal 33/132kV Offshore Substations |  | 315 | 0 | 315 |  | Built | Directly Connected | OFTO | Wind Offshore
Shoreham | VPI POWER LIMITED | Bolney |  | 420 | 0 | 420 |  | Built | Embedded | NGET | CCGT (Combined Cycle Gas Turbine)
Shrewsbury Solar | JBM SOLAR PROJECTS 12 LTD |  |  | 0 | 49.99 | 49.99 | 2024-10-30 | Scoping | Directly Connected | NGET | PV Array (Photo Voltaic/solar)
Sizewell B | EDF ENERGY NUCLEAR GENERATION LIMITED | Sizewell 132kV |  | 1230 | 0 | 1230 |  | Built | Directly Connected | NGET | Nuclear
Sizewell C | EDF ENERGY NUCLEAR GENERATION LIMITED | Sizewell 400kV | 1 | 0 | 1670 | 1670 | 2029-10-31 | Awaiting Consents | Directly Connected | NGET | Nuclear
|  | Sizewell 400kV | 2 | 0 | 1670 | 3340 | 2030-10-31 | Awaiting Consents | Directly Connected | NGET | Nuclear
Skipness & Corranbuie Windfarm | SCOTTISHPOWER RENEWABLES (UK) LIMITED | Skipness & Corranbuie Windfarm |  | 0 | 105 | 105 | 2026-10-31 | Scoping | Directly Connected | SHET | Wind Onshore
Sloy G1 and G4 | SSE GENERATION LIMITED | Sloy |  | 72.5 | 0 | 72.5 |  | Built | Embedded | SHET | Hydro
Sloy G2 and G3 | SSE GENERATION LIMITED | Sloy |  | 80 | 0 | 80 |  | Built | Directly Connected | SHET | Hydro
Sneddon Law Wind | SNEDDON LAW COMMUNITY WIND COMPANY LTD | Kilmarnock Town 275/33kV |  | 0 | 30 | 30 | 2018-10-31 | Under Construction/Commissioning | Embedded | SPT | Wind Onshore
Sofia Offshore Wind Farm | Sofia Offshore Wind Farm Limited | Dogger Bank 220kV Offshores |  | 0 | 1320 | 1320 | 2023-04-01 | Consents Approved | Directly Connected | NGET | Wind Offshore
Solutia | DISTRICT ENERGY LIMITED | Uskmouth 132kV |  | 10 | 0 | 10 |  | Built | Embedded | NGET | CCGT (Combined Cycle Gas Turbine)
Solwaybank | SOLWAYBANK ENERGY LIMITED | Chapelcross 132/33kV Substation |  | 29.9 | 0 | 29.9 |  | Built | Embedded | SPT | Wind Onshore
Sound of Islay Tidal | ISLAY TIDAL POWER LIMITED | Port Ann |  | 0 | 10 | 10 | 2021-11-30 | Consents Approved | Embedded | SHET | Tidal
South Humber Bank | EP SHB LIMITED | South Humber Bank 400kV |  | 1365 | 0 | 1365 |  | Built | Directly Connected | NGET | CCGT (Combined Cycle Gas Turbine)
South Kyle | SOUTH KYLE WIND FARM LIMITED | New Cumnock 132kV | 1 | 0 | 235 | 235 | 2022-04-01 | Consents Approved | Directly Connected | SPT | Wind Onshore
|  | New Cumnock 132kV | 2 | 0 | -41 | 194 | 2022-04-30 | Consents Approved | Directly Connected | SPT | Wind Onshore
|  | New Cumnock 132kV | 3 | 0 | -29 | 165 | 2022-08-30 | Consents Approved | Directly Connected | SPT | Wind Onshore
|  | New Cumnock 132kV | 4 | 0 | 70 | 235 | 2022-10-30 | Consents Approved | Directly Connected | SPT | Wind Onshore
Spalding | SPALDING ENERGY COMPANY, LTD. | Spalding North 400kV |  | 950 | 0 | 950 |  | Built | Directly Connected | NGET | CCGT (Combined Cycle Gas Turbine)
Spalding Energy Expansion | SPALDING ENERGY EXPANSION LIMITED | Spalding North 400kV | 1 | 299.99 | 0 | 299.99 |  | Built | Directly Connected | NGET | CCGT (Combined Cycle Gas Turbine); Energy Storage System; OCGT (Open Cycle Gas Turbine)
|  | Spalding North 400kV | 2 | 0 | 550.01 | 850 | 2021-09-30 | Consents Approved | Directly Connected | NGET | CCGT (Combined Cycle Gas Turbine); Energy Storage System; OCGT (Open Cycle Gas Turbine)
Spennymoor | PIVOTED POWER LLP | Spennymoor 400kV |  | 0 | 49.9 | 49.9 | 2023-10-31 | Awaiting Consents | Directly Connected | NGET | Energy Storage System
Staythorpe C | RWE GENERATION UK PLC | Staythorpe |  | 1752 | 0 | 1752 |  | Built | Directly Connected | NGET | CCGT (Combined Cycle Gas Turbine)
Stornoway Wind Farm | STORNOWAY WIND FARM LIMITED | Stornoway 132/33kV Substation |  | 0 | 180 | 180 | 2025-04-01 | Consents Approved | Directly Connected | SHET | Wind Onshore
Stranoch Wind Farm | EDF ENERGY RENEWABLES LIMITED | Stranoch Wind 132/33KV |  | 0 | 102 | 102 | 2024-09-30 | Consents Approved | Directly Connected | SPT | Wind Onshore
Strathy North Wind | STRATHY WIND FARM LIMITED | Strathy North 132/33kV Substation |  | 67.65 | 0 | 67.65 |  | Built | Directly Connected | SHET | Wind Onshore
Strathy South Wind | SSE GENERATION LIMITED | Strathy South 132/33kV Substation | 1 | 0 | 132.6 | 132.6 | 2025-12-01 | Scoping | Directly Connected | SHET | Wind Onshore
|  | Strathy South 132/33kV Substation | 2 | 0 | 25 | 157.6 | 2025-12-01 | Scoping | Directly Connected | SHET | Wind Onshore
|  | Strathy South 132/33kV Substation | 3 | 0 | 50 | 207.6 | 2025-12-01 | Scoping | Directly Connected | SHET | Wind Onshore
Strathy Wood | RWE RENEWABLES UK DEVELOPMENTS LIMITED | Strathy Wood 132/33kV Substation | 1 | 0 | 54.4 | 54.4 | 2025-05-01 | Awaiting Consents | Directly Connected | SHET | Wind Onshore
|  | Strathy Wood 132/33kV Substation | 2 | 0 | 9.1 | 63.5 | 2025-08-31 | Scoping | Directly Connected | SHET | Wind Onshore
Stronelairg | Stronelairg Wind Farm Limited | Stronelairg 132/33kV Substation |  | 227.8 | 0 | 227.8 |  | Built | Directly Connected | SHET | Wind Onshore
Sudmeadow | VIRIDIS 178 LIMITED | DNO - Port Ham 132kV |  | 41.76 | 0 | 41.76 |  | Built | Embedded | NGET | Thermal
Sundon | CSE21 LIMITED | Sundon 400kV |  | 0 | 49.5 | 49.5 | 2022-07-01 | Scoping | Directly Connected | NGET | CCGT (Combined Cycle Gas Turbine)
| ENSO GREEN HOLDINGS LIMITED | Sundon |  | 0 | 39.9 | 39.9 | 2022-10-31 | Scoping | Directly Connected | NGET | Energy Storage System
Sundon Pivoted Power | PIVOTED POWER LLP | Sundon |  | 0 | 49.9 | 49.9 | 2022-10-31 | Awaiting Consents | Directly Connected | NGET | Energy Storage System
Sunnica | SUNNICA LIMITED |  |  | 0 | 500 | 500 | 2025-04-01 | Awaiting Consents | Directly Connected | NGET | Energy Storage System; PV Array (Photo Voltaic/solar)
Sutton Bridge | SUTTON BRIDGE POWER GENERATION |  |  | 850 | 0 | 850 |  | Built | Directly Connected | NGET | CCGT (Combined Cycle Gas Turbine)
Swansea North | PIVOTED POWER LLP |  |  | 0 | 49.9 | 49.9 | 2026-10-31 | Awaiting Consents | Directly Connected | NGET | Energy Storage System
| STATKRAFT UK LTD | Swansea North 400kV |  | 0 | 12 | 12 | 2027-10-30 | Scoping | Directly Connected | NGET | Energy Storage System; Reactive Compensation
Tangy III Wind Farm | SSE RENEWABLES SERVICES (UK) LIMITED | Carradale GSP |  | 0 | 39.1 | 39.1 | 2025-04-01 | Consents Approved | Embedded | SHET | Wind Onshore
Tangy IV WF | SSE RENEWABLES SERVICES (UK) LIMITED | Tangy IV 132KV Substation |  | 0 | 96 | 96 | 2026-10-31 | Scoping | Directly Connected | SHET | Wind Onshore
Tarland Battery Storage System | Tarland Limited | Tarland |  | 0 | 20 | 20 | 2020-10-04 | Consents Approved | Embedded | SHET | Energy Storage System
Taunton | PIVOTED POWER LLP | Taunton |  | 0 | 49.9 | 49.9 | 2023-10-31 | Awaiting Consents | Directly Connected | NGET | Energy Storage System
Taylors Lane | UNIPER UK LIMITED | Willesden |  | 144 | 0 | 144 |  | Built | Embedded | NGET | CCGT (Combined Cycle Gas Turbine)
Tees CCPP | SEMBCORP UTILITIES (UK) LIMITED | Greystones | 1 | 0 | 850 | 850 | 2024-09-30 | Consents Approved | Directly Connected | NGET | CCGT (Combined Cycle Gas Turbine)
|  | Greystones | 2 | 0 | 850 | 1700 | 2026-09-30 | Consents Approved | Directly Connected | NGET | CCGT (Combined Cycle Gas Turbine)
Tees Renewable Energy Plant | MGT TEESSIDE LIMITED | Lackenby |  | 285 | 0 | 285 |  | Built | Directly Connected | NGET | Biomass
Templeborough | CLEARSTONE SERVICES LIMITED | Templeborough |  | 0 | 49.5 | 49.5 | 2023-07-01 | Consents Approved | Directly Connected | NGET | CCGT (Combined Cycle Gas Turbine)
Thanet Offshore Wind Farm | Thanet Offshore Wind Ltd | Thanet 33/132kV Offshore Substation |  | 300 | 0 | 300 |  | Built | Directly Connected | OFTO | Wind Offshore
Thetford | EPR THETFORD LIMITED | Bramford 400kV |  | 41 | 0 | 41 |  | Built | Embedded | NGET | Biomass
Thorpe Marsh 1 (Tertiary) | ENSO GREEN HOLDINGS LIMITED | Thorpe Marsh | 1 | 0 | 49.9 | 49.9 | 2024-10-31 | Scoping | Directly Connected | NGET | Energy Storage System; PV Array (Photo Voltaic/solar)
|  | Thorpe Marsh | 2 | 0 | 7.1 | 57 | 2026-10-31 | Scoping | Directly Connected | NGET | Energy Storage System; PV Array (Photo Voltaic/solar)
Thurrock Power Station | THURROCK POWER LIMITED | Tilbury 275kV | 1 | 0 | 300 | 300 | 2023-10-01 | Scoping | Directly Connected | NGET | Energy Storage System; Gas Reciprocating
|  | Tilbury 275kV | 2 | 0 | 450 | 750 | 2024-05-01 | Scoping | Directly Connected | NGET | Energy Storage System; Gas Reciprocating
Tilbury | ESB INDEPENDENT GENERATION TRADING LIMITED | Tilbury 132kV Substation |  | 43 | 0 | 43 |  | Built | Embedded | NGET | Biomass
Toddleburn Wind Farm | SSE Toddleburn Ltd | Toddleburn Wind Farm |  | 27.6 | 0 | 27.6 |  | Built | Directly Connected | SPT | Wind Onshore
Torness | EDF ENERGY NUCLEAR GENERATION LIMITED | Torness |  | 1250 | 0 | 1250 |  | Built | Directly Connected | SPT | Nuclear
Torr Achilty (part of the Conon Cascade) | SSE GENERATION LIMITED | Torr Achilty |  | 15 | 0 | 15 |  | Built | Embedded | SHET | Hydro
Tottenham | PIVOTED POWER LLP | Tottenham |  | 0 | 49.9 | 49.9 | 2023-01-02 | Scoping | Directly Connected | NGET | Energy Storage System
Trafalgar Park | VIRIDIS 178 LIMITED |  |  | 14 | 0 | 14 |  | Built | Embedded | NGET | Thermal
Trafford Power | WAINSTONES ENERGY LIMITED | Carrington 400kV |  | 0 | 2050 | 2050 | 2020-07-15 | Consents Approved | Directly Connected | NGET | CCGT (Combined Cycle Gas Turbine)
Tralorg Wind Farm | TRALORG WIND FARM LIMITED | Tralorg 33KV |  | 20 | 0 | 20 |  | Built | Directly Connected | SPT | Wind Onshore
Triton Knoll Offshore Wind Farm | TRITON KNOLL OFFSHORE WIND FARM LIMITED | Triton Knoll Offshore | 1 | 360 | 0 | 360 |  | Built | Directly Connected | NGET | Wind Offshore
|  | Triton Knoll Offshore | 2 | 0 | 540 | 900 | 2021-04-01 | Built | Directly Connected | NGET | Wind Offshore
Troston Wind Farm | EDF ENERGY RENEWABLES LIMITED | Troston Wind Farm 132kV |  | 0 | 68 | 68 | 2025-10-30 | Awaiting Consents | Directly Connected | SPT | Wind Onshore
Tullo Wind Farm | TULLO WIND FARM LIMITED | Bridge of Dun |  | 17 | 0 | 17 |  | Built | Embedded | SHET | Wind Onshore
Tullymurdoch Wind Farm | TULLYMURDOCH LIMITED | Coupar Angus |  | 17.5 | 0 | 17.5 |  | Built | Embedded | SHET | Wind Onshore
Twentyshilling Wind Farm | TWENTYSHILLING LIMITED | Glenglass 132/33kV |  | 0 | 37.8 | 37.8 | 2021-05-21 | Under Construction/Commissioning | Directly Connected | SPT | Wind Onshore
Twinshiels (Tullo 2) Wind Farm | TWINSHIELS WIND FARM LTD | Fiddes |  | 25 | 0 | 25 |  | Built | Embedded | SHET | Wind Onshore
Uksmouth - New Connection | Enso Green Holdings E Limited | Uskmouth 132kV |  | 0 | 120 | 120 | 2026-10-31 | Scoping | Directly Connected | NGET | Energy Storage System
Upware Solar Farm | BURWELL SOLAR LIMITED | Burwell 400kV |  | 0 | 49.99 | 49.99 | 2021-08-30 | Scoping | Directly Connected | NGET | PV Array (Photo Voltaic/solar)
Uskmouth | SIMEC USKMOUTH POWER LIMITED | Uskmouth 132kV |  | 230 | 0 | 230 |  | Built | Directly Connected | NGET | Coal
Valorous Offshore Wind Farm | BLUE GEM WIND LIMITED | Pembroke 400kV |  | 0 | 300 | 300 | 2029-04-02 | Scoping | Directly Connected | NGET | Wind Offshore
Vanguard | NORFOLK VANGUARD LIMITED | Vanguard West Offshore Platform |  | 0 | 1200 | 1200 | 2025-04-01 | Consents Approved | Directly Connected | NGET | Wind Offshore
Vanguard East | Norfolk Vanguard East Ltd | Vanguard East Offshore Substation |  | 0 | 1200 | 1200 | 2025-04-01 | Scoping | Directly Connected | NGET | Wind Offshore
Viking Wind Farm | VIKING ENERGY WIND FARM LLP | Kergord |  | 0 | 443 | 443 | 2024-04-01 | Consents Approved | Directly Connected | SHET | Wind Onshore
VPI Immingham B OCGT | VPI IMMINGHAM B LIMITED | Humber Refinery 400kV |  | 0 | 299 | 299 | 2024-09-30 | Scoping | Directly Connected | NGET | Gas Reciprocating
Walney 3 Offshore Wind Farm | WALNEY EXTENSION LIMITED | Walney 3 Offshore |  | 330 | 0 | 330 |  | Built | Directly Connected | NGET | Wind Offshore
Walney 4 Offshore Wind Farm | WALNEY EXTENSION LIMITED | Walney 4 Offshore |  | 330 | 0 | 330 |  | Built | Directly Connected | NGET | Wind Offshore
Walney II Offshore Wind Farm | WALNEY (UK) OFFSHORE WINDFARMS LIMITED | Walney 2 33/132kV |  | 182 | 0 | 182 |  | Built | Directly Connected | OFTO | Wind Offshore
Walney I Offshore Wind Farm | WALNEY (UK) OFFSHORE WINDFARMS LIMITED | Walney 1 33/132kV Offshore |  | 182 | 0 | 182 |  | Built | Directly Connected | OFTO | Wind Offshore
Walpole | PIVOTED POWER LLP | Walpole 400kV |  | 0 | 49.9 | 49.9 | 2022-10-31 | Awaiting Consents | Directly Connected | NGET | Energy Storage System
Walpole 1 (Tertiary) | WALPOLE GREEN LIMITED | Walpole 400kV | 1 | 0 | 49.9 | 49.9 | 2023-05-01 | Scoping | Directly Connected | NGET | Energy Storage System; PV Array (Photo Voltaic/solar)
|  | Walpole 400kV | 2 | 0 | 7.1 | 57 | 2023-10-31 | Scoping | Directly Connected | NGET | Energy Storage System; PV Array (Photo Voltaic/solar)
Walpole 2 (tertiary) | ENSO GREEN HOLDINGS LIMITED | Walpole 400kV | 1 | 0 | 49.9 | 49.9 | 2023-07-01 | Scoping | Directly Connected | NGET | Energy Storage System; PV Array (Photo Voltaic/solar)
|  | Walpole 400kV | 2 | 0 | 7.1 | 57 | 2023-10-31 | Scoping | Directly Connected | NGET | Energy Storage System; PV Array (Photo Voltaic/solar)
Warley | CSE19 Limited | Warley 400kV |  | 0 | 49.5 | 49.5 | 2023-07-01 | Scoping | Directly Connected | NGET | CCGT (Combined Cycle Gas Turbine)
Warley (tertiary) | ENSO GREEN HOLDINGS LIMITED | Warley 275kV | 1 | 0 | 49.9 | 49.9 | 2022-10-31 | Scoping | Directly Connected | NGET | Energy Storage System; PV Array (Photo Voltaic/solar)
|  | Warley 275kV | 2 | 0 | 7.1 | 57 | 2023-10-31 | Scoping | Directly Connected | NGET | Energy Storage System; PV Array (Photo Voltaic/solar)
Waterbeach Solar Farm | Waterbeach Solar Limited | Burwell 400kV |  | 0 | 49.99 | 49.99 | 2022-06-30 | Scoping | Directly Connected | NGET | PV Array (Photo Voltaic/solar)
Water Lane | VIRIDIS 178 LIMITED | Exeter |  | 20.88 | 0 | 20.88 |  | Built | Embedded | NGET | CHP (Combined Heat and Power)
West Burton | ENSO GREEN HOLDINGS A LIMITED | West Burton 132kV Substation | 1 | 0 | 49.9 | 49.9 | 2025-06-30 | Scoping | Directly Connected | NGET | Energy Storage System; PV Array (Photo Voltaic/solar)
|  | West Burton 132kV Substation | 2 | 0 | 49.9 | 99.8 | 2026-06-30 | Scoping | Directly Connected | NGET | Energy Storage System; PV Array (Photo Voltaic/solar)
|  | West Burton 132kV Substation | 3 | 0 | 20.2 | 120 | 2026-12-30 | Scoping | Directly Connected | NGET | Energy Storage System; PV Array (Photo Voltaic/solar)
West Burton A | EDF ENERGY (THERMAL GENERATION) LIMITED | West Burton 400kV |  | 1975 | 0 | 1975 |  | Built | Directly Connected | NGET | Coal
West Burton B | EDF ENERGY (THERMAL GENERATION) LIMITED | West Burton 400kV |  | 1333 | 0 | 1333 |  | Built | Directly Connected | NGET | CCGT (Combined Cycle Gas Turbine)
Westermost Rough Offshore Wind Farm | WESTERMOST ROUGH LIMITED | Hedon 275kV |  | 206.5 | 0 | 206.5 |  | Built | Directly Connected | OFTO | Wind Offshore
West of Duddon Sands Offshore Wind Farm | MORECAMBE WIND LIMITED | West of Duddon Sands 34/155kV Offshore |  | 382 | 0 | 382 |  | Built | Directly Connected | OFTO | Wind Offshore
West Torrisdale | ESB ASSET DEVELOPMENT UK LIMITED | Carradale GSP |  | 0 | 50 | 50 | 2026-10-31 | Scoping | Embedded | SHET | Wind Onshore
West Weybridge | PIVOTED POWER LLP | West Weybridge 275kV |  | 0 | 49.9 | 49.9 | 2023-10-31 | Scoping | Directly Connected | NGET | Energy Storage System
West Weybridge (Tertiary) | ENSO GREEN HOLDINGS LIMITED | West Weybridge 275kV | 1 | 0 | 49.9 | 49.9 | 2025-10-31 | Scoping | Directly Connected | NGET | Energy Storage System; PV Array (Photo Voltaic/solar)
|  | West Weybridge 275kV | 2 | 0 | 7.1 | 57 | 2027-10-31 | Scoping | Directly Connected | NGET | Energy Storage System; PV Array (Photo Voltaic/solar)
Whitegate Tertiary Connection | HD144WHI Limited | Whitegate |  | 0 | 49.9 | 49.9 | 2022-10-01 | Scoping | Directly Connected | NGET | Gas Reciprocating
Whitelaw Brae Windfarm | WHITELAW BRAE WINDFARM LIMITED | Whitelaw Brae 'A' and 'B' 33kV Substations |  | 0 | 57 | 57 | 2022-10-31 | Scoping | Directly Connected | SPT | Wind Onshore
Whitelee | SCOTTISHPOWER RENEWABLES (UK) LIMITED | Whitelee |  | 305 | 0 | 305 |  | Built | Directly Connected | SPT | Wind Onshore
Whitelee Extension | SCOTTISHPOWER RENEWABLES (UK) LIMITED | Whitelee Extension |  | 206 | 0 | 206 |  | Built | Directly Connected | SPT | Wind Onshore
Whiteneuk Wind Farm | VATTENFALL WIND POWER LTD | Whiteneuk 132/33kV Substation |  | 0 | 177 | 177 | 2027-06-30 | Scoping | Directly Connected | SPT | Wind Onshore
Whiteside Hill Wind Farm | WHITESIDE HILL WINDFARM (SCOTLAND) LIMITED | Glenglass 132/33kV |  | 27 | 0 | 27 |  | Built | Directly Connected | SPT | Wind Onshore
Whitson | PIVOTED POWER LLP | Whitson 275kV |  | 0 | 49.9 | 49.9 | 2026-10-31 | Scoping | Directly Connected | NGET | Energy Storage System
Willington | PIVOTED POWER LLP | Willington East 400kV |  | 0 | 49.9 | 49.9 | 2022-10-31 | Scoping | Directly Connected | NGET | Energy Storage System
Willington East 1 (Tertiary) | ENSO GREEN HOLDINGS LIMITED | Willington East 400kV | 1 | 0 | 49.9 | 49.9 | 2025-06-30 | Scoping | Directly Connected | NGET | Energy Storage System; PV Array (Photo Voltaic/solar)
|  | Willington East 400kV | 2 | 0 | 7.1 | 57 | 2027-06-30 | Scoping | Directly Connected | NGET | Energy Storage System; PV Array (Photo Voltaic/solar)
Willington East 2 (Tertiary) | ENSO GREEN HOLDINGS LIMITED | Willington East 400kV | 1 | 0 | 49.9 | 49.9 | 2025-10-31 | Scoping | Directly Connected | NGET | Energy Storage System; PV Array (Photo Voltaic/solar)
|  | Willington East 400kV | 2 | 0 | 7.1 | 57 | 2027-10-31 | Scoping | Directly Connected | NGET | Energy Storage System; PV Array (Photo Voltaic/solar)
Wilton | SEMBCORP UTILITIES (UK) LIMITED | DNO - Wilton 66kV |  | 141 | 0 | 141 |  | Built | Directly Connected | NGET | CCGT (Combined Cycle Gas Turbine)
Windy Rig Wind Farm | WINDY RIG WIND FARM LIMITED | Blackhill 132kV |  | 0 | 42.8 | 42.8 | 2021-04-01 | Under Construction/Commissioning | Directly Connected | SPT | Wind Onshore
Windy Standard II (Brockloch Rig) Wind Farm | BROCKLOCH RIG WINDFARM LIMITED | Dun Hill 132/33kV Substation | 1 | 61.5 | 0 | 61.5 |  | Built | Directly Connected | SPT | Wind Onshore
|  | Dun Hill 132/33kV Substation | 2 | 0 | 13.5 | 75 | 2022-04-30 | Consents Approved | Directly Connected | SPT | Wind Onshore
Windy Standard III Wind Farm | BROCKLOCH RIG III LIMITED | Dun Hill 132/33kV Substation |  | 0 | 43.5 | 43.5 | 2024-06-30 | Awaiting Consents | Directly Connected | SPT | Wind Onshore
Worset PV & BESS Park | CS UK HOLDINGS III LIMITED | Hartmoor |  | 0 | 37.5 | 37.5 | 2022-10-31 | Scoping | Directly Connected | NGET | Energy Storage System; PV Array (Photo Voltaic/solar)
Wylfa | NUCLEAR DECOMMISSIONING AUTHORITY | Wylfa 400kV |  | 0 | 0 | 0 |  | Built | Directly Connected | NGET | Nuclear
Wylfa Substation | ENSO GREEN HOLDINGS LIMITED | Wylfa 132kV |  | 0 | 120 | 120 | 2024-10-31 | Scoping | Directly Connected | NGET | Energy Storage System; PV Array (Photo Voltaic/solar)
Wymondley | PIVOTED POWER LLP | Wymondley 400kV |  | 0 | 49.9 | 49.9 | 2022-10-31 | Awaiting Consents | Directly Connected | NGET | Energy Storage System
Wymondley Solar Farm | AGR SOLAR 4 LIMITED |  |  | 0 | 49.995 | 50 | 2023-07-01 | Scoping | Directly Connected | NGET | PV Array (Photo Voltaic/solar)