## TEC Register on XXXX
Project Name | Customer Name | Connection Site | Stage | MW Connected | MW Increase / Decrease | Cumulative Total Capacity (MW) | MW Effective From | Project Status | Agreement Type | HOST TO | Plant Type | Project ID | Project No
17 Acres and BESS | AEUK BATTERY PROJECT II LTD | Tealing 275/33kV Substation |  | 0 | 95.76 | 95.76 | 2032-06-30 | Scoping | Directly Connected | SHET | Energy Storage System | a0l8e0000012ezR | PRO-004392
A'Chruach Wind Farm | A'CHRUACH WIND FARM LIMITED | A'Chruach Wind Farm 275kV Substation |  | 43 | 0 | 43 |  | Built | Directly Connected | SHET | Wind Onshore | a0l4L0000005itE | PRO-000005
Abedare | UK POWER RESERVE LIMITED | Upperboat 132kV Substation |  | 10 | 0 | 10 |  | Built | Embedded | NGET | CCGT (Combined Cycle Gas Turbine) | a0l4L0000005iWR | PRO-000001
Aberarder Extension Wind Farm | Renewable Energy Systems Limited | Tomatin 275/132 kV Substation |  | 0 | 138 | 138 | 2031-04-30 | Scoping | Directly Connected | SHET | Energy Storage System; Wind Onshore | a0l8e0000010wQ0 | PRO-002589
Aberarder Wind Farm | ABERARDER WIND FARM LLP | Aberarder Wind Farm 132/33kV Substation |  | 0 | 49.9 | 49.9 | 2025-08-30 | Consents Approved | Directly Connected | SHET | Wind Onshore | a0l4L0000005ilH | PRO-000368
Aberdeen Offshore Wind Farm | ABERDEEN OFFSHORE WIND FARM LIMITED | Aberdeen Bay 132kV Substation |  | 95.5 | 0 | 95.5 |  | Built | Directly Connected | SHET | Wind Offshore | a0l4L0000005itB | PRO-000002
Aberthaw (Tertiary) | ENSO GREEN HOLDINGS LIMITED | Aberthaw 275kV Substation |  | 0 | 57 | 57 | 2024-10-31 | Scoping | Directly Connected | NGET | Energy Storage System; PV Array (Photo Voltaic/solar) | a0l4L0000005ixj | PRO-000376
Aberthaw BESS | CSWE 7 LIMITED | Aberthaw 275kV Substation |  | 0 | 240 | 240 | 2037-10-15 | Scoping | Directly Connected | NGET | Energy Storage System | a0l8e000000f65F | PRO-003954
Aberthaw Energy | ABERTHAW ENERGY LIMITED | Aberthaw 275kV Substation |  | 0 | 249 | 249 | 2028-10-30 | Scoping | Directly Connected | NGET | Energy Storage System | a0l4L0000005iet | PRO-001697
Aberthaw PV & BESS Generation | CYP SOLAR LIMITED | Aberthaw 275kV Substation |  | 0 | 200 | 200 | 2029-06-30 | Scoping | Directly Connected | NGET | Energy Storage System; PV Array (Photo Voltaic/solar) | a0l4L0000005ikS | PRO-001815
Abhainn Dubh Wind Farm | E Power Limited | Abhainn Dubh Wind Farm 132kV Substation |  | 0 | 75 | 75 | 2029-05-31 | Scoping | Directly Connected | SHET | Wind Onshore | a0l4L0000005ivF | PRO-002272
Achany Extension Wind Farm | SSE GENERATION LIMITED | ACHANY EXTENSION WIND FARM 132/33KV Substation |  | 0 | 105 | 105 | 2027-04-01 | Scoping | Directly Connected | SHET | Wind Onshore | a0l4L0000005iiY | PRO-001555
Acharole Wind Farm | EDF ENERGY RENEWABLES LIMITED | Mybster 3 33kV Substation |  | 0 | 52.8 | 52.8 | 2027-06-30 | Scoping | Directly Connected | SHET | Wind Onshore | a0l4L0000005iYG | PRO-001928
Achrugan Wind Farm | Statkraft Windco 1 Limited | Achrugan 132kV Substation |  | 0 | 149 | 149 | 2029-07-31 | Scoping | Directly Connected | SHET | Energy Storage System; Wind Onshore | a0l4L0000005ivE | PRO-002267
Ackron Wind Farm | ACKRON WIND FARM LTD | Dounreay GSP |  | 0 | 49.9 | 49.9 | 2028-08-31 | Scoping | Embedded | SHET | Wind Onshore | a0l4L0000005iTj | PRO-001446
Afton Wind Farm | AFTON WIND FARM LIMITED | Afton 132kV/33kV Substation |  | 50 | 0 | 50 |  | Built | Directly Connected | SPT | Wind Onshore | a0l4L0000005ipi | PRO-000558
AGS Calderside Battery Energy Storage System | Advance Grid Solutions Ltd | Calderside 275kV Substation |  | 0 | 300 | 300 | 2028-10-31 | Scoping | Directly Connected | SPT | Energy Storage System | a0l8e0000010wex | PRO-002752
Aigas (part of the Beauly Cascade) | SSE GENERATION LIMITED | Aigas Hydro 132kV Substation |  | 20 | 0 | 20 |  | Built | Directly Connected | SHET | Hydro | a0l4L0000005itF | PRO-000006
Aikengall IIa Wind Farm | AIKENGALL IIA COMMUNITY WIND COMPANY LIMITED | Wester Dod 132kV |  | 81.2 | 0 | 81.2 |  | Built | Directly Connected | SPT | Wind Onshore | a0l4L0000005iph | PRO-000559
Aikengall II Windfarm | AIKENGALL II COMMUNITY WIND COMPANY LIMITED | Wester Dod 132kV |  | 63.8 | 0 | 63.8 |  | Built | Directly Connected | SPT | Wind Onshore | a0l4L0000005itG | PRO-000007
Airies Wind Farm | AIRIES WINDFARM LIMITED | Newton Stewart 132/33kV Substation |  | 35 | 0 | 35 |  | Built | Embedded | SPT | Wind Onshore | a0l4L0000005iWS | PRO-000008
Aitkenhead Farm BESS | BOOM DEVELOPMENTS LTD | Easterhouse 132kV |  | 0 | 200 | 200 | 2028-10-31 | Scoping | Directly Connected | SPT | Energy Storage System | a0l8e0000010wPW | PRO-002585
Al Boum Photo (Norton) | AL BOUM PHOTO LTD | Norton 400kV Substation |  | 0 | 275 | 275 | 2031-10-31 | Awaiting Consents | Directly Connected | NGET | Energy Storage System | a0l4L0000005ixr | PRO-001651
Alcemi Bathgate No 2 | ALCEMI STORAGE DEVELOPMENTS 8 LTD | Bathgate Substation 400kV |  | 0 | 280 | 280 | 2030-10-31 | Scoping | Directly Connected | SPT | Energy Storage System | a0l8e000000f7gR | PRO-004011
Alcemi Bramford Battery Energy Storage Facility | ALCEMI STORAGE DEVELOPMENTS 1 LIMITED | Bramford 400kV Substation |  | 0 | 500 | 500 | 2030-10-30 | Scoping | Directly Connected | NGET | Energy Storage System | a0l4L0000005iaq | PRO-001416
Alcemi Coalburn Battery Energy Storage Facility | ALCEMI STORAGE DEVELOPMENTS 4 LIMITED | Coalburn 400kV GIS Substation |  | 0 | 500 | 500 | 2025-10-31 | Scoping | Directly Connected | SPT | Energy Storage System | a0l4L0000005id4 | PRO-001459
Alcemi Devilla Battery Energy Storage Facility | ALCEMI STORAGE DEVELOPMENTS 3 LIMITED | Longannet 275kV Substation |  | 0 | 500 | 500 | 2027-10-30 | Scoping | Directly Connected | SPT | Energy Storage System | a0l4L0000005icy | PRO-001453
Alcemi Midmill BESF | ALCEMI STORAGE DEVELOPMENTS 2 LIMITED | Kintore 275kV |  | 0 | 300 | 300 | 2029-10-31 | Scoping | Directly Connected | SHET | Energy Storage System | a0l4L0000005iaA | PRO-002014
Alcemi Score 2 Battery Energy Storage Facility | ALCEMI STORAGE DEVELOPMENTS 5 LIMITED | Peterhead GSP |  | 0 | 500 | 500 | 2029-10-31 | Scoping | Directly Connected | SHET | Energy Storage System | a0l4L0000005ikE | PRO-001790
Alcemi Score Battery Energy Storage Facility | ALCEMI STORAGE DEVELOPMENTS 5 LIMITED | Alcemi Score Battery 400kV Substation |  | 0 | 500 | 500 | 2029-10-31 | Scoping | Directly Connected | SHET | Energy Storage System | a0l4L0000005izQ | PRO-001575
Alderton PV & BESS Station | BNRG ALBION LIMITED | East Claydon 400kV Substation |  | 0 | 450 | 450 | 2033-10-31 | Scoping | Directly Connected | NGET | Energy Storage System; PV Array (Photo Voltaic/solar) | a0l8e0000010wg5 | PRO-002764
Almondell Lodge BESS & Solar Development | SIRIUS ECODEV (BROXBURN) LTD | Broxburn GSP |  | 0 | 50 | 50 | 2024-04-30 | Consents Approved | Embedded | SPT | Energy Storage System; PV Array (Photo Voltaic/solar) | a0l4L0000005iTt | PRO-001667
Alverdiscott | PIVOTED POWER LLP | Alverdiscott 400kV Substation | 1 | 0 | 49.9 | 49.9 | 2029-10-31 | Scoping | Directly Connected | NGET | Energy Storage System | a0l4L0000005ieS | PRO-001136-1
|  | Alverdiscott 400kV Substation | 2 | 0 | 50.1 | 100 | 2036-10-31 | Scoping | Directly Connected | NGET | Energy Storage System | a0l4L0000005ieS | PRO-001136-2
| XLINKS 1 LTD | Alverdiscott 400kV Substation |  | 0 | 1800 | 1800 | 2027-11-01 | Scoping | Directly Connected | NGET | Wind Offshore | a0l4L0000005iwa | PRO-001344
Alverdiscott 2 | XLINKS 1 LTD | Alverdiscott 400kV Substation |  | 0 | 1800 | 1800 | 2030-11-01 | Scoping | Directly Connected | NGET | Wind Offshore | a0l4L0000005iwb | PRO-001345
Alverdiscott Farm | Alverdiscott 10 Renewables LTD | Alverdiscott 400kV Substation |  | 0 | 1000 | 1000 | 2037-04-24 | Scoping | Directly Connected | NGET | Energy Storage System; PV Array (Photo Voltaic/solar) | a0l4L000002yQZt | PRO-002554
Alyth | ECODEV (ALYTH) LTD | Alyth Solar and Battery 400/132kV | 1 | 0 | 450 | 450 | 2029-10-31 | Scoping | Directly Connected | SHET | Energy Storage System; PV Array (Photo Voltaic/solar) | a0l4L0000005iZL | PRO-001978-1
|  | Alyth Solar and Battery 400/132kV | 2 | 0 | 450 | 900 | 2033-10-31 | Scoping | Directly Connected | SHET | Energy Storage System; PV Array (Photo Voltaic/solar) | a0l4L0000005iZL | PRO-001978-2
Alyth BESS Station | IGP INTERNATIONAL PROSPECTING LIMITED | Alyth 400kV Substation |  | 0 | 500 | 500 | 2033-10-31 | Scoping | Directly Connected | SHET | Energy Storage System | a0l4L0000005j14 | PRO-002466
Amersham BESS & Substation | O&G Solar (SPV 31) Limited | Penn 132kV Substation |  | 0 | 249.9 | 249.9 | 2034-10-31 | Scoping | Directly Connected | NGET | Energy Storage System; PV Array (Photo Voltaic/solar) | a0l4L0000005iyB | PRO-002354
Amersham Main | ORRÖN ENERGY DEVELOPMENT LIMITED | Amersham Main 400kV Substation |  | 0 | 1000 | 1000 | 2038-10-31 | Scoping | Directly Connected | NGET | Energy Storage System; PV Array (Photo Voltaic/solar) | a0l8e000000TPQW | PRO-003404
AMP Eccles BESS | Eccles Grid Stability Limited | Eccles 132kV Substation |  | 0 | 49.9 | 49.9 | 2029-10-31 | Scoping | Directly Connected | SPT | Energy Storage System | a0l8e000000f4Am | PRO-003836
Andershaw Wind Farm | ANDERSHAW WIND POWER LIMITED | Linmill 132/33kV Substation |  | 35 | 0 | 35 |  | Built | Embedded | SPT | Wind Onshore | a0l4L0000005iWT | PRO-000010
An Suidhe Wind Farm - Argyll (SRO) | AN SUIDHE WIND FARM LIMITED | Eredine GSP |  | 19.3 | 0 | 19.3 |  | Built | Directly Connected | SHET | Wind Onshore | a0l4L0000005itH | PRO-000009
Apley Head Farm | Queequeg renewables Ltd | West Burton 400kV Substation |  | 0 | 240 | 240 | 2033-10-31 | Scoping | Directly Connected | NGET | Energy Storage System; PV Array (Photo Voltaic/solar) | a0l8e000000f6Ed | PRO-003968
Arbroath Battery Substation | ARBROATH LIMITED | Arbroath GSP |  | 0 | 35 | 35 | 2022-02-21 | Consents Approved | Embedded | SHET | Energy Storage System | a0l4L0000005iSw | PRO-000950
Ardkinglas | SCOTTISHPOWER RENEWABLES (UK) LIMITED | Ardkinglas GSP |  | 19.25 | 0 | 19.25 |  | Built | Embedded | SHET | Wind Onshore | a0l4L0000005iWV | PRO-000013
Ardleigh Solar & BESS | Nembus BESS Limited | Hadleigh 400kV Substation |  | 0 | 600 | 600 | 2032-10-31 | Scoping | Directly Connected | NGET | Energy Storage System; PV Array (Photo Voltaic/solar) | a0l8e0000010wVF | PRO-002644
Ardoch Farm Battery Storage | EKU ENERGY FAUNE PROJECTS (UK) LIMITED | Kilmorack GSP |  | 0 | 27 | 27 | 2026-04-30 | Scoping | Embedded | SPT | Energy Storage System | a0l4L0000005iUV | PRO-002431
Arecleoch | SCOTTISHPOWER RENEWABLES (UK) LIMITED | Arecleoch 132kV Substation | 1 | 114 | 0 | 114 |  | Built | Directly Connected | SPT | Wind Onshore | a0l4L0000005itI | PRO-000012-1
|  | Arecleoch 132kV Substation | 2 | 0 | 216 | 330 | 2032-06-15 | Scoping | Directly Connected | SPT | Wind Onshore | a0l4L0000005itI | PRO-000012-2
Arecleoch Windfarm Extension | SCOTTISHPOWER RENEWABLES (UK) LIMITED | Arecleoch 132kV Substation |  | 0 | 72.8 | 72.8 | 2025-08-01 | Scoping | Directly Connected | SPT | Wind Onshore | a0l4L0000005ixH | PRO-001111
Arkwright | ARLINGTON (GROUP SERVICES) LIMITED | Chesterfield GSP |  | 0 | 57 | 57 | 2035-10-31 | Scoping | Directly Connected | NGET | Energy Storage System | a0l8e000000TPIb | PRO-003248
Armadale Wind Farm | WIND DEVELOPMENT HOLDINGS LIMITED | Armadale 132/33kV Substation |  | 0 | 99 | 99 | 2027-08-01 | Awaiting Consents | Directly Connected | SHET | Wind Onshore | a0l4L0000005ipj | PRO-000557
Arresgill Energy Storage 1 | Arresgill Energy Storage 1 Limited | Arresgill 132kV Substation |  | 0 | 49 | 49 | 2031-10-31 | Scoping | Directly Connected | SPT | Energy Storage System | a0l8e000000TPIR | PRO-003246
Arresgill Wind Farm | ARRESGILL ENERGY LIMITED | Arresgill 132kV Substation |  | 0 | 150 | 150 | 2031-10-31 | Scoping | Directly Connected | SPT | Wind Onshore | a0l4L0000005ikZ | PRO-002409
Artfield Forest Windfarm | ARTFIELD FOREST WIND FARM LTD | Newton Stewart GSP |  | 0 | 67.2 | 67.2 | 2026-05-01 | Scoping | Embedded | SPT | Wind Onshore | a0l4L0000005iRE | PRO-001310
Artfield Forest Wind Farm | ARTFIELD FOREST WIND FARM LTD | Artfield Forest Wind Farm 132kV Substation |  | 0 | 85.8 | 85.8 | 2030-06-28 | Scoping | Directly Connected | SPT | Wind Onshore | a0l8e0000011zPN | PRO-003578
ARVEN OFFSHORE WIND FARM | ARVEN OFFSHORE WIND FARM LIMITED | ARVEN 400/66KV OFFSHORE SUBSTATION |  | 0 | 1800 | 1800 | 2033-10-31 | Scoping | Directly Connected | SHET | Wind Offshore | a0l8e000000TPOF | PRO-003288
Assel Valley Extension Wind Farm | RENANTIS UK LIMITED | Mark Hill Substation 132kV |  | 0 | 88 | 88 | 2030-10-30 | Scoping | Directly Connected | SPT | Wind Onshore | a0l8e0000010wU7 | PRO-002632
Assel Valley Wind Farm | ASSEL VALLEY WIND ENERGY LIMITED | Maybole 132/33KV Substation |  | 29.95 | 0 | 29.95 |  | Built | Embedded | SPT | Wind Onshore | a0l4L0000005iWW | PRO-000014
Auchentiber Farm | GPC 700 Ltd | Auchentiber Farm BESS 400kV Substation |  | 0 | 700 | 700 | 2029-10-17 | Scoping | Directly Connected | SPT | Energy Storage System | a0l8e0000011zs9 | PRO-003601
Auchrobert Wind Farm | AUCHROBERT WIND ENERGY LIMITED | Linmill 132/33kV Substation |  | 36 | 0 | 36 |  | Built | Embedded | SPT | Wind Onshore | a0l4L0000005iUp | PRO-000016
Aultmore Wind Farm (2023) | VATTENFALL WIND POWER LTD | Aultmore Wind Farm 132/33kV Substation |  | 0 | 105 | 105 | 2030-09-30 | Scoping | Directly Connected | SHET | Wind Onshore | a0l8e000000f6Jj | PRO-003975
Aurora Offshore Windfarm | AURORA FLOATING OFFSHORE WIND LIMITED | Alverdiscott 400kV Substation |  | 0 | 1000 | 1000 | 2031-10-31 | Scoping | Directly Connected | NGET | Wind Offshore | a0l4L0000005ij0 | PRO-001774
Awel Y Mor Extension | AWEL Y MOR OFFSHORE WIND FARM LIMITED | Bodelwyddan 400kV Substation | 1 | 0 | 574 | 574 | 2027-04-01 | Scoping | Directly Connected | NGET | Wind Offshore | a0l4L0000005ipB | PRO-000529-1
|  | Bodelwyddan 400kV Substation | 2 | 0 | 526 | 1100 | 2028-04-01 | Scoping | Directly Connected | NGET | Wind Offshore | a0l4L0000005ipB | PRO-000529-2
Axminster | CSE25 LIMITED | Axminster 400kV Substation |  | 0 | 150 | 150 | 2028-10-31 | Scoping | Directly Connected | NGET | Energy Storage System | a0l4L0000005ixi | PRO-001740
| HB825AXM LTD | Axminster 400kV Substation |  | 0 | 120 | 120 | 2024-10-31 | Awaiting Consents | Directly Connected | NGET | Energy Storage System | a0l4L0000005ixv | PRO-001017
| PIVOTED POWER LLP | Axminster 400kV Substation |  | 0 | 49.9 | 49.9 | 2027-10-31 | Scoping | Directly Connected | NGET | Energy Storage System | a0l4L0000005iuf | PRO-001143
Axminster - New Connection | ENSO GREEN HOLDINGS B LIMITED | Axminster 400kV Substation | 1 | 0 | 49.9 | 49.9 | 2025-06-30 | Scoping | Directly Connected | NGET | Energy Storage System; PV Array (Photo Voltaic/solar) | a0l4L0000005ixw | PRO-001356-1
|  | Axminster 400kV Substation | 2 | 0 | 49.9 | 99.8 | 2026-06-30 | Scoping | Directly Connected | NGET | Energy Storage System; PV Array (Photo Voltaic/solar) | a0l4L0000005ixw | PRO-001356-2
|  | Axminster 400kV Substation | 3 | 0 | 20.2 | 120 | 2026-12-30 | Scoping | Directly Connected | NGET | Energy Storage System; PV Array (Photo Voltaic/solar) | a0l4L0000005ixw | PRO-001356-3
Ayre (ex Cluaran Ear - Thuath) Offshore Wind Farm | AYRE OFFSHORE WIND FARM LIMITED | Dounreay 400kV |  | 0 | 1008 | 1008 | 2033-10-31 | Scoping | Directly Connected | SHET | Wind Offshore | a0l4L0000005ix0 | PRO-002100
Ayr Energy Storage | Cragside Energy Limited | Ayr 275/33 kV Substation |  | 0 | 150 | 150 | 2027-04-30 | Scoping | Directly Connected | SPT | Energy Storage System | a0l8e000000f3zI | PRO-003801
Ayr Farm | NEW ENERGY PARTNERSHIP LIMITED | Ayr 275/33 kV Substation |  | 0 | 300 | 300 | 2030-08-30 | Scoping | Directly Connected | SPT | Energy Storage System | a0l8e0000011zmY | PRO-003596
Ayrshire Grid Services Facility | FLEXIBLEGRIDPOWER LTD | Hunterston East 400kV substation |  | 0 | 0 | 0 | 2024-03-29 | Scoping | Directly Connected | SPT | Reactive Compensation | a0l4L0000005ibc | PRO-001090
Bad a Cheo Wind Farm | RWE RENEWABLES UK SWINDON LIMITED | Mybster 3 33kV Substation |  | 26.65 | 0 | 26.65 |  | Built | Directly Connected | SHET | Wind Onshore | a0l4L0000005ilU | PRO-000018
Baillie Greener Grid Park | STATKRAFT UK LTD | Baillie 275KV Substation |  | 0 | 48 | 48 | 2026-10-31 | Scoping | Directly Connected | SHET | Energy Storage System; Reactive Compensation | a0l4L0000005ig3 | PRO-001701
Baillie Wind Farm | BAILLIE WINDFARM LIMITED | Dounreay GSP |  | 52.5 | 0 | 52.5 |  | Built | Embedded | SHET | Wind Onshore | a0l4L0000005iUq | PRO-000020
Balbougie Energy Centre BEGA | Balbougie Energy Centre II Limited | Inverkeithing GSP |  | 0 | 42 | 42 | 2025-04-30 | Consents Approved | Embedded | SPT | Energy Storage System | a0l4L0000005iTp | PRO-002065
Balliemeanoch PSH | ILI (Borders PSH) Ltd | Balliemeanoch 275kV Substation |  | 0 | 900 | 900 | 2034-10-31 | Scoping | Directly Connected | SHET | Pump Storage | a0l4L0000005iRO | PRO-001901
Balvedavist 162 Battery Storage | Sun4net Ltd | Mybster 132/33kV Substation |  | 0 | 162 | 162 | 2027-07-31 | Scoping | Directly Connected | SHET | Energy Storage System | a0l4L0000005iaJ | PRO-002024
Banc y Celyn Energy Park | Wind 2 Project 2 Limited | Future Swansea North 132kV |  | 0 | 165 | 165 | 2033-07-01 | Scoping | Directly Connected | NGET | Energy Storage System; PV Array (Photo Voltaic/solar); Wind Onshore | a0l4L0000005ia8 | PRO-002011
Bankend Rig III Wind Farm | WILSON RENEWABLES III LLP | Bankend Rig III Windfarm 132/33kV Substation |  | 0 | 78 | 78 | 2030-04-30 | Scoping | Directly Connected | SPT | Wind Onshore | a0l8e000000TPcZ | PRO-003451
Bankhead BESS | GPC Battery Ltd | Eccles 400kV Substation |  | 0 | 500 | 500 | 2036-10-30 | Scoping | Directly Connected | SPT | Energy Storage System | a0l8e000000TPHd | PRO-003236
Bankside BESS | FALKIRK POWER LTD | Bainsford 132kV Substation |  | 0 | 43 | 43 | 2024-10-31 | Consents Approved | Embedded | SPT | Energy Storage System | a0l4L0000005iWY | PRO-002151
Barge Way 120MW BESS | FPC Electric Land Limited | Kemsley 132kV Substation |  | 0 | 120 | 120 | 2031-10-31 | Scoping | Embedded | NGET | Energy Storage System | a0l4L0000005iX2 | PRO-002144
Barking PV BESS & Substation | O&G Solar (SPV 19) Limited | Barking 275kV Substation |  | 0 | 99.9 | 99.9 | 2028-10-31 | Scoping | Directly Connected | NGET | Energy Storage System; PV Array (Photo Voltaic/solar) | a0l8e0000011yTT | PRO-003518
Barrow Offshore Wind Farm | BARROW OFFSHORE WIND LIMITED | Barrow 132/33kV Offshore Substation |  | 90 | 0 | 90 |  | Built | Directly Connected | OFTO | Wind Offshore | a0l4L0000005ilX | PRO-000022
Barton Hill | VIRIDIS 178 LIMITED | Abham GSP |  | 20.88 | 0 | 20.88 |  | Built | Embedded | NGET | CHP (Combined Heat and Power) | a0l4L0000005iUs | PRO-000024
Battery Point BESS | Point and Sandwick Power Limited | Stornoway GSP |  | 0 | 25 | 25 | 2030-10-31 | Scoping | Embedded | SHET | Energy Storage System | a0l4L0000005iMM | PRO-002335
Beanacre BESS | Grenergy Renewables UK Limited | Melksham 132kV Substation |  | 0 | 200 | 200 | 2037-10-15 | Scoping | Directly Connected | NGET | Energy Storage System | a0l4L0000005iwo | PRO-002452
Bearsden BESS | BEARSDEN BESS LTD | Windy Hill Grid 132kV Substation |  | 0 | 100 | 100 | 2028-10-31 | Scoping | Directly Connected | SPT | Energy Storage System | a0l8e0000012gHB | PRO-004404
Beatrice Sync Comp | TINZ PROGRAMME 1 PROJECTCO 3 LIMITED | Beatrice 400kV Substation |  | 0 | 1 | 1 | 2023-07-31 | Scoping | Directly Connected | OFTO | Reactive Compensation | a0l4L0000005ihi | PRO-001757
Beatrice Wind Farm | BEATRICE OFFSHORE WINDFARM LIMITED | Beatrice 400kV Substation |  | 588 | 0 | 588 |  | Built | Directly Connected | SHET | Wind Offshore | a0l4L0000005ilY | PRO-000025
Beauly 02 BESS | VIRMATI ENERGY LTD | Beauly GSP |  | 0 | 100 | 100 | 2028-12-31 | Scoping | Directly Connected | SHET | Energy Storage System | a0l8e000000exTq | PRO-003731
Beaw Field Wind Farm | BEAW FIELD SHETLAND LIMITED | Beaw Field 132/33kV Substation |  | 0 | 72 | 72 | 2027-04-01 | Consents Approved | Directly Connected | SHET | Wind Onshore | a0l4L0000005iya | PRO-000026
Beechgreen Energyfarm | BEECHGREEN ENERGYFARM LIMITED | Burwell Main 400kV Substation |  | 0 | 49.99 | 49.99 | 2022-10-21 | Scoping | Directly Connected | NGET | PV Array (Photo Voltaic/solar) | a0l4L0000005ixn | PRO-001018
Beech Street/City Road | CITIGEN (LONDON) LIMITED | Beech Street/City Road Substation |  | 30 | 0 | 30 |  | Built | Embedded | NGET | CHP (Combined Heat and Power) | a0l4L0000005iUt | PRO-000027
Beinn an Tuirc 2 | SCOTTISHPOWER RENEWABLES (UK) LIMITED | Carradale 1 GSP |  | 43.7 | 0 | 43.7 |  | Built | Embedded | SHET | Wind Onshore | a0l4L0000005iUu | PRO-000028
Beinn an Tuirc 3 | SCOTTISHPOWER RENEWABLES (UK) LIMITED | Carradale 1 GSP |  | 50 | 0 | 50 |  | Built | Embedded | SHET | Wind Onshore | a0l4L0000005iUv | PRO-000029
Beinneun Wind Farm | BEINNEUN WIND FARM LTD | Beinneun 132kV Substation |  | 109 | 0 | 109 |  | Built | Directly Connected | SHET | Wind Onshore | a0l4L0000005ilZ | PRO-000031
Beinn Tharsuinn | SCOTTISHPOWER RENEWABLES (UK) LIMITED | Alness GSP |  | 29 | 0 | 29 |  | Built | Embedded | SHET | Wind Onshore | a0l4L0000005iUw | PRO-000030
Beinn Tharsuinn Extension | SCOTTISHPOWER RENEWABLES (UK) LIMITED | Beinn Tharsuinn Extension 132/33kV Substation |  | 0 | 84 | 84 | 2029-10-31 | Scoping | Directly Connected | SHET | Wind Onshore | a0l4L0000005iaN | PRO-001035
Bellrock Offshore Wind Farm | BLUEFLOAT ENERGY UK HOLDINGS LIMITED | Lyra 320/66kV Offshore Substation |  | 0 | 1200 | 1200 | 2033-10-31 | Scoping | Directly Connected | SPT | Wind Offshore | a0l4L0000005izE | PRO-001496
Benbrack Wind Farm | Benbrack Wind Farm Limited | Benbrack Wind Farm 132/33kV Substation |  | 0 | 72 | 72 | 2024-05-30 | Awaiting Consents | Directly Connected | SPT | Wind Onshore | a0l4L0000005ila | PRO-000032
Bendle Farm | Balance Power Ltd | Gretna 400kV Substation |  | 0 | 228 | 228 | 2031-10-31 | Scoping | Directly Connected | SPT | Energy Storage System | a0l4L0000005ikk | PRO-002243
Bendsmoor BESS | GPC Battery Ltd | Gretna 400kV Substation |  | 0 | 500 | 500 | 2032-06-30 | Scoping | Directly Connected | SPT | Energy Storage System | a0l8e0000011zPm | PRO-003582
Benthead Solar | Benthead Solar Limited | Kilwinning GSP |  | 0 | 63 | 63 | 2025-04-03 | Scoping | Embedded | SPT | Energy Storage System; PV Array (Photo Voltaic/solar) | a0l4L0000005iQP | PRO-001881
Berkswell (Tertiary) | ENSO GREEN HOLDINGS LIMITED | Berkswell 275kV Substation | 1 | 0 | 49.9 | 49.9 | 2025-10-31 | Scoping | Directly Connected | NGET | Energy Storage System; PV Array (Photo Voltaic/solar) | a0l4L0000005iy3 | PRO-000516-1
|  | Berkswell 275kV Substation | 2 | 0 | 7.1 | 57 | 2027-10-31 | Scoping | Directly Connected | NGET | Energy Storage System; PV Array (Photo Voltaic/solar) | a0l4L0000005iy3 | PRO-000516-2
Berkswell BESS | O&G Solar (SPV 43) Limited | Berkswell B 275kV Substation |  | 0 | 249.9 | 249.9 | 2033-10-31 | Scoping | Directly Connected | NGET | Energy Storage System | a0l8e000000f4n0 | PRO-003868
Berkswell Energy Storage | Penso Power Limited | Berkswell 275kV Substation |  | 0 | 200 | 200 | 2026-10-31 | Awaiting Consents | Directly Connected | NGET | Energy Storage System | a0l4L0000005ixb | PRO-001788
Berryburn Extension Wind Farm | BB2 WIND FARM LIMITED | Berry Burn GSP |  | 0 | 43.2 | 43.2 | 2024-10-31 | Scoping | Embedded | SHET | Wind Onshore | a0l4L0000005iUG | PRO-001558
Berry Burn Wind Farm | BERRY BURN WIND FARM LIMITED | Berry Burn GSP |  | 67 | 0 | 67 |  | Built | Embedded | SHET | Wind Onshore | a0l4L0000005iUx | PRO-000033
Berwick Bank Offshore Wind Farm A | BERWICK BANK A LIMITED | Berwick Bank A 275/66kV Offshore Substation |  | 0 | 1150 | 1150 | 2027-11-27 | Scoping | Directly Connected | SPT | Wind Offshore | a0l8e0000010wTn | PRO-002627
Berwick Bank Offshore Wind Farm B | Berwick Bank B Limited | Berwick Bank B 275/66kV Offshore Substation | 1 | 0 | 250 | 250 | 2027-11-27 | Scoping | Directly Connected | SPT | Wind Offshore | a0l8e000000snsQ | PRO-002628-1
|  | Berwick Bank B 275/66kV Offshore Substation | 2 | 0 | 900 | 1150 | 2027-12-30 | Scoping | Directly Connected | SPT | Wind Offshore | a0l8e000000snsQ | PRO-002628-2
Berwick Bank Offshore Wind Farm C | BERWICK BANK C LIMITED | Blyth 400kV Substation |  | 0 | 1800 | 1800 | 2029-11-30 | Scoping | Directly Connected | NGET | Wind Offshore | a0l4L0000005io7 | PRO-000513
BESS Cilfynydd | CSWE 2 LIMITED | Cilfynydd 400kV Substation |  | 0 | 200 | 200 | 2029-07-12 | Scoping | Directly Connected | NGET | Energy Storage System | a0l4L0000005iz1 | PRO-002008
BESS Harker | CSWE 4 LIMITED | Harker 400kV Substation |  | 0 | 200 | 200 | 2031-05-30 | Scoping | Directly Connected | NGET | Energy Storage System | a0l4L0000005ia7 | PRO-002010
BESS North Farm | CSWE 5 LIMITED | Chickerell 400kV Substation |  | 0 | 150 | 150 | 2031-11-01 | Scoping | Directly Connected | NGET | Energy Storage System | a0l4L0000005ic6 | PRO-002060
BESS Swan | CSWE 3 LIMITED | Swansea North 400kV Substation |  | 0 | 200 | 200 | 2028-10-31 | Scoping | Directly Connected | NGET | Energy Storage System | a0l4L0000005ia6 | PRO-002009
Bewley BESS | GPC Battery Ltd | Saltholme GSP |  | 0 | 249 | 249 | 2033-10-31 | Scoping | Directly Connected | NGET | Energy Storage System | a0l8e000000f6uB | PRO-003993
Bhlaraidh Extension Wind Farm | SSE GENERATION LIMITED | Bhlaraidh 132/33kV Substation |  | 0 | 100.8 | 100.8 | 2026-04-01 | Scoping | Directly Connected | SHET | Wind Onshore | a0l4L0000005iln | PRO-000383
Bhlaraidh Wind Farm | SSE GENERATION LIMITED | Bhlaraidh 132/33kV Substation |  | 108 | 0 | 108 |  | Built | Directly Connected | SHET | Wind Onshore | a0l4L0000005ilb | PRO-000034
Bicker Drove | CSWE 1 LIMITED | Navenby 400kV Substation |  | 0 | 400 | 400 | 2034-05-30 | Scoping | Directly Connected | NGET | Energy Storage System | a0l8e000000f4nZ | PRO-003874
Bicker Fen | BEACON FEN ENERGY PARK LIMITED | Bicker Fen 400kV Substation |  | 0 | 600 | 600 | 2029-06-01 | Scoping | Directly Connected | NGET | Energy Storage System; PV Array (Photo Voltaic/solar) | a0l4L0000005iZP | PRO-001984
Bicker Fen 1 Solar | AGR SOLAR 2 LIMITED | Bicker Fen 400kV Substation | 1 | 0 | 49.995 | 49.995 | 2025-05-30 | Awaiting Consents | Directly Connected | NGET | PV Array (Photo Voltaic/solar) | a0l4L0000005iaO | PRO-001034-1
|  | Bicker Fen 400kV Substation | 2 | 0 | 7.005 | 57 | 2035-04-01 | Scoping | Directly Connected | NGET | PV Array (Photo Voltaic/solar) | a0l4L0000005iaO | PRO-001034-2
Bicker Fen 2 Solar | AGR SOLAR 3 LIMITED | Bicker Fen 400kV Substation | 1 | 0 | 49.995 | 49.995 | 2025-09-30 | Awaiting Consents | Directly Connected | NGET | Energy Storage System; PV Array (Photo Voltaic/solar) | a0l4L0000005itR | PRO-001046-1
|  | Bicker Fen 400kV Substation | 2 | 0 | 7.005 | 57 | 2033-04-01 | Scoping | Directly Connected | NGET | Energy Storage System; PV Array (Photo Voltaic/solar) | a0l4L0000005itR | PRO-001046-2
Bicker Fen PV & BESS Sub | O&G Solar (SPV 40) Limited | Bicker Fen 400kV Substation |  | 0 | 249.9 | 249.9 | 2033-05-30 | Scoping | Directly Connected | NGET | Energy Storage System; PV Array (Photo Voltaic/solar) | a0l8e0000010wOi | PRO-002575
Biggleswade | ORRÖN ENERGY DEVELOPMENT LIMITED | Biggleswade 400kV Substation |  | 0 | 1000 | 1000 | 2032-10-31 | Scoping | Directly Connected | NGET | Demand; Energy Storage System; PV Array (Photo Voltaic/solar) | a0l8e000000TPRK | PRO-003415
Biggleswade BESS | Central Bedfordshire Council | Biggleswade 400kV Substation |  | 0 | 57 | 57 | 2029-10-31 | Scoping | Directly Connected | NGET | Energy Storage System | a0l4L0000005iyj | PRO-002165
| HARMONY ENERGY LIMITED | Biggleswade 400kV Substation |  | 0 | 200 | 200 | 2035-10-31 | Scoping | Directly Connected | NGET | Energy Storage System | a0l8e000001Hxbq | PRO-004279
Bilbo Farm | LEL BILBO SOLAR LIMITED | Strichen GSP | 1 | 0 | 25 | 25 | 2024-10-31 | Scoping | Embedded | SHET | PV Array (Photo Voltaic/solar) | a0l4L0000005iXh | PRO-001301-1
|  | Strichen GSP | 2 | 0 | 42.1 | 67.1 | 2033-10-31 | Scoping | Embedded | SHET | PV Array (Photo Voltaic/solar) | a0l4L0000005iXh | PRO-001301-2
Bird Grove/Rownall | ROWNALL FARM SOLAR LIMITED | Cellarhead 400kV Substation |  | 0 | 57 | 57 | 2024-06-01 | Scoping | Directly Connected | NGET | PV Array (Photo Voltaic/solar) | a0l4L0000005izq | PRO-001045
Bishops Dal Energy Park | Renewable Energy Systems Limited | Bishop Dal 132kV Substation |  | 0 | 150 | 150 | 2030-07-31 | Scoping | Directly Connected | SPT | Energy Storage System; PV Array (Photo Voltaic/solar) | a0l4L0000005iyJ | PRO-002361
Blackcraig Wind Farm | BLACKCRAIG WIND FARM (SCOTLAND) LIMITED | Blackcraig Wind Farm |  | 52.9 | 0 | 52.9 |  | Built | Directly Connected | SPT | Wind Onshore | a0l4L0000005ilc | PRO-000035
Blackhillock Battery | BLACKHILLOCK FLEXPOWER LTD | Blackhillock 275kV Substation |  | 0 | 349 | 349 | 2026-10-31 | Scoping | Directly Connected | SHET | Energy Storage System | a0l4L0000005iZ0 | PRO-001970
Blacklaw | SCOTTISHPOWER RENEWABLES (UK) LIMITED | Blacklaw Wind Farm Substation |  | 0 | 222 | 340 | 2029-06-15 | Scoping | Directly Connected | SPT | Wind Onshore | a0l4L0000005ild | PRO-000036
|  | Blacklaw Wind Farm Substation |  | 118 | 0 | 118 |  | Built | Directly Connected | SPT | Wind Onshore | a0l4L0000005ild | PRO-000036
Blacklaw Extension | SCOTTISHPOWER RENEWABLES (UK) LIMITED | Blacklaw Extension 132kV Substation |  | 60 | 0 | 60 |  | Built | Directly Connected | SPT | Wind Onshore | a0l4L0000005ilz | PRO-000037
Blackpool BESS | Conrad (Blackpool) Limited | Bispham Primary 33kV Substation |  | 25.3 | 0 | 25.3 |  | Built | Embedded | NGET | Energy Storage System | a0l8e0000010xgo | PRO-003080
BlaenCothi Energy Park | BLAENCOTHI ENERGY PARK LIMITED | Pont Abraham GSP |  | 0 | 145 | 145 | 2028-10-31 | Scoping | Embedded | NGET | Wind Onshore | a0l4L0000005iRa | PRO-001920
Blaen y Glyn | BANC DU ENERGY PARK LIMITED | Chirk GSP |  | 0 | 46 | 46 | 2027-02-04 | Scoping | Embedded | NGET | Wind Onshore | a0l4L0000005ik1 | PRO-001589
Blairgowrie BESS | BLAIRGOWRIE BESS LTD | Coupar Angus GSP |  | 0 | 200 | 200 | 2030-05-30 | Scoping | Directly Connected | SHET | Energy Storage System | a0l8e0000011xxA | PRO-003482
Blankney Solar | ACRE LANE ENERGYFARM LIMITED | Navenby 400kV Substation | 1 | 0 | 400 | 400 | 2028-04-01 | Scoping | Directly Connected | NGET | Energy Storage System; PV Array (Photo Voltaic/solar) | a0l4L0000005iPH | PRO-001850-1
|  | Navenby 400kV Substation | 2 | 0 | 400 | 800 | 2030-04-01 | Scoping | Directly Connected | NGET | Energy Storage System; PV Array (Photo Voltaic/solar) | a0l4L0000005iPH | PRO-001850-2
Blarghour Wind | BLARGHOUR WIND FARM LIMITED | Blarghour Substation |  | 0 | 73.1 | 73.1 | 2027-10-31 | Consents Approved | Directly Connected | SHET | Wind Onshore | a0l4L0000005ita | PRO-000398
Blary Hill Wind Farm | BLARY HILL ENERGY LIMITED | Carradale 1 GSP |  | 35 | 0 | 35 |  | Built | Embedded | SHET | Wind Onshore | a0l4L0000005iUz | PRO-000038
Bloch Energy Park | Renewable Energy Systems Limited | Bloch Energy Park |  | 0 | 126 | 126 | 2031-10-31 | Scoping | Directly Connected | SPT | Energy Storage System; Wind Onshore | a0l4L0000005ivP | PRO-002447
Bloxwich | BLOXWICH ENERGY STORAGE LIMITED | Bustleholm 132kV Substation |  | 41 | 0 | 41 |  | Built | Embedded | NGET | Energy Storage System | a0l4L0000005iOi | PRO-001243
BLUE PLANET SOLAR | BLUE PLANET SOLAR LIMITED | Dungeness 400kV Substation |  | 0 | 500 | 500 | 2029-10-31 | Scoping | Directly Connected | NGET | Energy Storage System; PV Array (Photo Voltaic/solar) | a0l4L0000005ig5 | PRO-001703
Blyth BESS | SSE RENEWABLES SOLAR & BATTERY HOLDINGS LIMITED | Blyth 275kV Substation |  | 0 | 450 | 450 | 2036-10-31 | Scoping | Directly Connected | NGET | Energy Storage System | a0l8e0000010wl0 | PRO-002817
Bodelwyddan BESS and PV | IGP SOLAR 21 LIMITED | Bodelwyddan 400kV Substation |  | 0 | 110 | 110 | 2029-10-31 | Scoping | Directly Connected | NGET | Energy Storage System; PV Array (Photo Voltaic/solar) | a0l4L0000005iPC | PRO-001657
Bodinglee Wind Farm | Banks Renewables (Bodinglee Wind Farm) Limited | Bodinglee Wind Farm 132kV |  | 0 | 280 | 280 | 2029-04-30 | Awaiting Consents | Directly Connected | SPT | Energy Storage System; Wind Onshore | a0l4L0000005iZQ | PRO-001985
Bolney | PIVOTED POWER LLP | Bolney 400kV Substation |  | 0 | 49.9 | 49.9 | 2027-10-31 | Scoping | Directly Connected | NGET | Energy Storage System | a0l4L0000005iaR | PRO-001031
Bolney (tertiary) | BOLNEY GREEN LIMITED | Bolney 400kV Substation | 1 | 0 | 49.9 | 49.9 | 2024-10-30 | Scoping | Directly Connected | NGET | Energy Storage System; PV Array (Photo Voltaic/solar) | a0l4L0000005ilr | PRO-000380-1
|  | Bolney 400kV Substation | 2 | 0 | 7.1 | 57 | 2025-10-30 | Scoping | Directly Connected | NGET | Energy Storage System; PV Array (Photo Voltaic/solar) | a0l4L0000005ilr | PRO-000380-2
Bolney BESS | CSE45 LIMITED | Bolney 400kV Substation |  | 0 | 49.9 | 49.9 | 2037-09-11 | Scoping | Directly Connected | NGET | Energy Storage System | a0l8e000000f8NW | PRO-004026
Bolney Farm | Dragon Green 2 Renewables Ltd | Bolney 400kV Substation |  | 0 | 200 | 200 | 2037-10-30 | Scoping | Directly Connected | NGET | Energy Storage System; PV Array (Photo Voltaic/solar) | a0l8e0000010wYE | PRO-002674
Bolney Farm 2 | DRAGON GREEN 7 RENEWABLES LTD | Bolney 400kV Substation |  | 0 | 700 | 700 | 2037-11-30 | Scoping | Directly Connected | NGET | Energy Storage System; PV Array (Photo Voltaic/solar) | a0l8e0000010wdQ | PRO-002733
Bolney Grid Stability Services | WP GRID SERVICES 13 LIMITED | Bolney 400kV Substation |  | 0 | 0 | 0 | 2030-10-31 | Scoping | Directly Connected | NGET | Reactive Compensation | a0l8e000000f6AL | PRO-003966
Boom Power Feckenham Generation Hub | BOOM POWER LTD | Feckenham 400kV Substation |  | 0 | 400 | 400 | 2033-10-31 | Scoping | Directly Connected | NGET | Energy Storage System; PV Array (Photo Voltaic/solar) | a0l4L0000005iv8 | PRO-002312
BOOM Power Llanbabo Generation | Carrog Storage Facility Limited | Wylfa 400kV Substation |  | 0 | 300 | 300 | 2026-10-30 | Awaiting Consents | Directly Connected | NGET | Energy Storage System; PV Array (Photo Voltaic/solar) | a0l4L0000005ihH | PRO-001540
Boom Power Seaton Hill Generation HUB | BOOM DEVELOPMENTS LTD | Cockenzie 275kV Substation |  | 0 | 300 | 300 | 2033-10-31 | Scoping | Directly Connected | SPT | Energy Storage System | a0l8e000000f650 | PRO-003951
Borders Wind Farms | EDF ENERGY RENEWABLES LIMITED | Borders Windfarm 132kV |  | 0 | 500 | 500 | 2033-05-30 | Scoping | Directly Connected | SPT | Wind Onshore | a0l4L0000005iZK | PRO-001977
Botley GEC (Ethos Green) | BOTLEY GREEN ENERGY CENTRE LTD | Botley 400kV Substation |  | 0 | 800 | 800 | 2033-10-31 | Awaiting Consents | Directly Connected | NGET | Demand; Energy Storage System; PV Array (Photo Voltaic/solar); Reactive Compensation | a0l8e0000010wP7 | PRO-002580
Botley West - Cote Solar Power Station | SOLARFIVE LTD | Botley West 400kV Substation |  | 0 | 840 | 840 | 2026-10-30 | Scoping | Directly Connected | NGET | PV Array (Photo Voltaic/solar) | a0l4L0000005ijz | PRO-001587
Bowdun (ex Cluaran Deas Ear) Offshore Wind Farm | BOWDUN OFFSHORE WIND FARM LIMITED | New Deer 2 400kV Substation |  | 0 | 1008 | 1008 | 2033-10-31 | Scoping | Directly Connected | SHET | Wind Offshore | a0l4L0000005ido | PRO-002091
Bradenham - Thetford (Necton) GEC (Ethos Green) | NECTON GREEN ENERGY CENTRE LTD | Necton 400kV Substation |  | 0 | 850 | 850 | 2033-10-01 | Scoping | Directly Connected | NGET | Demand; Energy Storage System; PV Array (Photo Voltaic/solar); Reactive Compensation | a0l8e000000ViFJ | PRO-004346
Bradford Solar Farm | SOLARFOUR LTD | Ironbridge 400kV Substation |  | 0 | 960 | 960 | 2033-10-31 | Scoping | Directly Connected | NGET | PV Array (Photo Voltaic/solar) | a0l8e0000011yCA | PRO-003511
Bradford West 100MW | 24 POWER LTD | Bradford West 275kV Substation |  | 0 | 100 | 100 | 2025-08-31 | Consents Approved | Directly Connected | NGET | Energy Storage System | a0l4L0000005iQL | PRO-001874
Bradford West BESS Substation | O&G Solar (SPV 36) Limited | Bradford West 275kV Substation |  | 0 | 249 | 249 | 2036-10-26 | Scoping | Directly Connected | NGET | Energy Storage System | a0l4L000002yQWu | PRO-002544
Bradwell Energy Park | LOW CARBON SOLAR PARK 28 LIMITED | Rayleigh 400kV Substation |  | 0 | 499 | 499 | 2032-06-30 | Scoping | Directly Connected | NGET | Energy Storage System; PV Array (Photo Voltaic/solar); Wind Onshore | a0l8e000000f7CI | PRO-004004
Braelangwell Wind Farm | WIND DEVELOPMENT HOLDINGS LIMITED | Shin GSP |  | 0 | 68 | 68 | 2028-02-01 | Awaiting Consents | Embedded | SHET | Wind Onshore | a0l4L0000005iSO | PRO-000916
Braes of Doune | BRAES OF DOUNE WIND FARM (SCOTLAND) LIMITED | Braco West GSP |  | 74 | 0 | 74 |  | Built | Embedded | SHET | Wind Onshore | a0l4L0000005iV9 | PRO-000084
Braidfield Battery Storage | BRAIDFIELD BATTERY STORAGE LIMITED | Windyhills 132kV Substation |  | 0 | 100 | 100 | 2027-09-27 | Scoping | Directly Connected | SPT | Demand; Energy Storage System | a0l4L0000005iyF | PRO-002357
Braintree | ORRÖN ENERGY DEVELOPMENT LIMITED | Braintree 400kV Substation |  | 0 | 1000 | 1000 | 2032-10-31 | Scoping | Directly Connected | NGET | Energy Storage System; PV Array (Photo Voltaic/solar) | a0l8e000000TPQg | PRO-003406
| PIVOTED POWER LLP | Braintree 400kV Substation |  | 0 | 49.9 | 49.9 | 2024-10-30 | Awaiting Consents | Directly Connected | NGET | Energy Storage System | a0l4L0000005iZf | PRO-001042
Braintree (Tertiary) | CSE22 LIMITED | Braintree 400kV Substation |  | 0 | 49.9 | 49.9 | 2025-07-30 | Awaiting Consents | Directly Connected | NGET | PV Array (Photo Voltaic/solar) | a0l4L0000005iZe | PRO-001043
Bramford (Tertiary) | PIVOTED POWER LLP | Bramford 400kV Substation |  | 0 | 57 | 57 | 2023-11-01 | Awaiting Consents | Directly Connected | NGET | Energy Storage System | a0l4L0000005iy5 | PRO-001016
Bramford 2 GEC (Ethos Green) | BRAMFORD 2 GREEN ENERGY CENTRE LTD | Bramford 400kV Substation |  | 0 | 57 | 57 | 2032-07-01 | Awaiting Consents | Directly Connected | NGET | Demand; Energy Storage System; PV Array (Photo Voltaic/solar); Reactive Compensation | a0l8e0000010wO9 | PRO-002568
Bramford BESS | CSE33 LIMITED | Bramford 400kV Substation |  | 0 | 400 | 400 | 2029-11-30 | Scoping | Directly Connected | NGET | Energy Storage System | a0l4L0000005icD | PRO-002071
Bramford GEC (Ethos Green) | BRAMFORD GREEN ENERGY CENTRE LTD | Bramford 400kV Substation |  | 0 | 650 | 650 | 2033-10-30 | Awaiting Consents | Directly Connected | NGET | Demand; Energy Storage System; PV Array (Photo Voltaic/solar); Reactive Compensation | a0l8e000000f8Ng | PRO-004027
Bramford Greener Grid Park | STATKRAFT UK LTD | Bramford 400kV Substation |  | 0 | 0 | 0 | 2029-10-31 | Scoping | Directly Connected | NGET | Reactive Compensation | a0l4L0000005ibE | PRO-002040
Bramford Tertiary | BRAMFORD GREEN LIMITED | Bramford 400kV Substation | 1 | 0 | 49.9 | 49.9 | 2023-10-31 | Scoping | Directly Connected | NGET | Energy Storage System; PV Array (Photo Voltaic/solar) | a0l4L0000005ilN | PRO-000397-1
|  | Bramford 400kV Substation | 2 | 0 | 7.1 | 57 | 2024-10-31 | Scoping | Directly Connected | NGET | Energy Storage System; PV Array (Photo Voltaic/solar) | a0l4L0000005ilN | PRO-000397-2
Bramley (tertiary) | ENSO GREEN HOLDINGS LIMITED | Bramley 400kV Substation |  | 0 | 57 | 57 | 2023-10-31 | Scoping | Directly Connected | NGET | Energy Storage System; PV Array (Photo Voltaic/solar) | a0l4L0000005ilO | PRO-000396
Bramley BESS | BRAMLEY BESS LIMITED | Bramley 400kV Substation | 1 | 0 | 49.995 | 49.995 | 2025-09-29 | Consents Approved | Directly Connected | NGET | Energy Storage System | a0l4L0000005igr | PRO-001104-1
|  | Bramley 400kV Substation | 2 | 0 | 7.005 | 57 | 2037-10-31 | Consents Approved | Directly Connected | NGET | Energy Storage System | a0l4L0000005igr | PRO-001104-2
Bramley Farm | BRAMLEY 2 RENEWABLES LTD | Basingstoke East 400kV Substation |  | 0 | 200 | 200 | 2038-03-30 | Scoping | Directly Connected | NGET | Energy Storage System; PV Array (Photo Voltaic/solar) | a0l8e0000010wYJ | PRO-002675
Bramley Farm 2 | BRAMLEY 7 RENEWABLES LTD | Bramley 400kV Substation |  | 0 | 700 | 700 | 2038-05-30 | Scoping | Directly Connected | NGET | Energy Storage System; PV Array (Photo Voltaic/solar) | a0l8e0000010wda | PRO-002735
Branxton Energy Storage Facility | EastCoastGridServices Ltd | Branxton 400kV Substation |  | 0 | 750 | 750 | 2027-12-30 | Scoping | Directly Connected | SPT | Energy Storage System | a0l4L0000005ida | PRO-002076
Branxton PV & BESS Station | ISLAND GREEN POWER UK LIMITED | Branxton 400kV Substation |  | 0 | 1000 | 1000 | 2028-10-31 | Scoping | Directly Connected | SPT | Energy Storage System | a0l4L0000005itP | PRO-002122
Braybrooke | SSE DE SOLAR HOLDCO LIMITED | Market Harborough 400kV Substation |  | 0 | 600 | 600 | 2032-07-31 | Scoping | Directly Connected | NGET | Energy Storage System; PV Array (Photo Voltaic/solar) | a0l8e000000TPSS | PRO-003429
Braybrooke Solar and Battery Connection | Irena BESS LIMITED | Braybrooke (Network Rail) GSP |  | 0 | 500 | 500 | 2031-10-31 | Scoping | Directly Connected | NGET | Energy Storage System; PV Array (Photo Voltaic/solar) | a0l4L0000005itZ | PRO-002207
Breach Solar Farm | BURWELL 11 SOLAR LIMITED | Burwell 400kV Substation |  | 0 | 49.995 | 49.995 | 2023-11-24 | Under Construction/Commissioning | Directly Connected | NGET | Energy Storage System; PV Array (Photo Voltaic/solar) | a0l4L0000005ixl | PRO-001019
Breakish Windfarm | ARISE AB | Breakish 132/33kV | 1 | 0 | 50 | 50 | 2029-05-31 | Scoping | Directly Connected | SHET | Wind Onshore | a0l4L0000005ikh | PRO-002170-1
|  | Breakish 132/33kV | 2 | 0 | 49.8 | 99.8 | 2034-04-30 | Scoping | Directly Connected | SHET | Wind Onshore | a0l4L0000005ikh | PRO-002170-2
Bredbury | PIVOTED POWER LLP | Bredbury 275kV Substation |  | 0 | 49.9 | 49.9 | 2023-10-30 | Scoping | Directly Connected | NGET | Energy Storage System | a0l4L0000005iZg | PRO-001041
Breezy Hill Wind Farm | BROCKWELL ENERGY LIMITED | New Cumnock 132kV Substation |  | 0 | 80 | 80 | 2028-04-30 | Scoping | Directly Connected | SPT | Wind Onshore | a0l4L0000005int | PRO-000475
Bridgwater (tertiary) | BRIDGWATER GREEN LIMITED | Bridgewater 400kV Substation |  | 0 | 57 | 57 | 2024-10-31 | Scoping | Directly Connected | NGET | Energy Storage System; PV Array (Photo Voltaic/solar) | a0l4L0000005ilP | PRO-000375
Bridgwater 2 (tertiary) - New Conn | ENSO GREEN HOLDINGS LIMITED | Bridgewater 400kV Substation |  | 0 | 54 | 54 | 2024-10-01 | Scoping | Directly Connected | NGET | Energy Storage System | a0l4L0000005iYj | PRO-001347
Brigg | CENTRICA BRIGG LIMITED | Keadby 400kV Substation |  | 99 | 0 | 99 |  | Built | Embedded | NGET | CCGT (Combined Cycle Gas Turbine) | a0l4L0000005iUy | PRO-000039
Brinsworth | SSE RENEWABLES SOLAR & BATTERY HOLDINGS LIMITED | Brinsworth 400kV Substation |  | 0 | 600 | 600 | 2032-10-30 | Scoping | Directly Connected | NGET | Energy Storage System | a0l8e000000f41J | PRO-003821
Broadditch BESS | Harmony BD Ltd | Northfleet East 132kV |  | 0 | 11.58 | 11.58 | 2022-12-30 | Under Construction/Commissioning | Embedded | NGET | Energy Storage System | a0l4L0000005iTb | PRO-002000
Broadshore Offshore Wind Farm | BLUEFLOAT ENERGY UK HOLDINGS LIMITED | New Deer 2 400kV Substation |  | 0 | 900 | 900 | 2033-10-31 | Scoping | Directly Connected | SHET | Wind Offshore | a0l4L0000005itd | PRO-002171
Broken Cross Windfarm | BROKEN CROSS WIND FARM LIMITED | Broken Cross Windfarm |  | 0 | 48 | 48 | 2023-09-30 | Awaiting Consents | Directly Connected | SPT | Wind Onshore | a0l4L0000005ilQ | PRO-000395
Brook Farm BESS | Brook Farm Energy Storage Limited | Bramford GSP |  | 0 | 49.9 | 49.9 | 2022-09-25 | Under Construction/Commissioning | Embedded | NGET | Energy Storage System | a0l4L0000005iWe | PRO-002201
Brownieleys | BROWNIELEYS RENEWABLES LLP | Fiddes GSP |  | 7.5 | 0 | 7.5 |  | Built | Embedded | SHET | Wind Onshore | a0l4L0000005iVB | PRO-000086
Brown Rig Wind Farm | SSE RENEWABLES SERVICES (UK) LIMITED | Hawick 132kV Substation |  | 0 | 114 | 114 | 2033-10-31 | Scoping | Directly Connected | SPT | Wind Onshore | a0l8e000001HoYj | PRO-004083
Bryn Glas Energy Park | Bryn Glas Energy Park Limited | Pont Abraham GSP |  | 0 | 159 | 159 | 2028-10-31 | Scoping | Embedded | NGET | Wind Onshore | a0l4L0000005iRY | PRO-001918
Bryn Tilti | RHIWLAS ENERGY PARK LIMITED | Chirk GSP |  | 0 | 106 | 106 | 2027-02-04 | Scoping | Directly Connected | NGET | Wind Onshore | a0l4L0000005iXX | PRO-001586
Buchan 01 Offshore Wind Farm | BUCHAN OFFSHORE WIND LIMITED | Buchan 01 275/66kV Substation |  | 0 | 932 | 932 | 2033-10-31 | Scoping | Directly Connected | SHET | Wind Offshore | a0l4L0000005izL | PRO-001528
Buckland Marsh Solar Park | Arise Renewable Energy UK Limited | Botley West 400kV Substation |  | 0 | 280 | 280 | 2033-10-31 | Scoping | Directly Connected | NGET | Energy Storage System; PV Array (Photo Voltaic/solar) | a0l8e000000ewwx | PRO-003695
Builth Wells | ABEREDW ENERGY PARK LIMITED | Pont Abraham GSP |  | 0 | 133 | 133 | 2026-10-31 | Scoping | Directly Connected | NGET | Wind Onshore | a0l4L0000005iUH | PRO-001564
Bulls Lodge Farm | 548 UK INVESTMENT HOLDINGS LIMITED | Bulls Lodge 400kV Substation |  | 0 | 200 | 200 | 2033-04-30 | Scoping | Directly Connected | NGET | Energy Storage System; PV Array (Photo Voltaic/solar) | a0l8e0000010wYO | PRO-002676
Bulls Lodge Farm 2 | 548 UK INVESTMENT HOLDINGS LIMITED | Bulls Lodge 400kV Substation |  | 0 | 700 | 700 | 2033-03-30 | Scoping | Directly Connected | NGET | Energy Storage System; PV Array (Photo Voltaic/solar) | a0l8e0000010wdk | PRO-002737
Bumpers Farm BESS phase 1 | Harmony BF Ltd | Amersham Main 132kV Substation |  | 0 | 49.5 | 49.5 | 2023-06-30 | Scoping | Embedded | NGET | Energy Storage System | a0l4L0000005iXc | PRO-002103
Bumpers Farm BESS phase 2 | Harmony BF Ltd | Amersham Main 132kV Substation |  | 0 | 49.5 | 49.5 | 2023-06-30 | Consents Approved | Embedded | NGET | Energy Storage System | a0l4L0000005iXd | PRO-002104
Buntington GEC (Ethos Green) | BUNTINGTON GREEN ENERGY CENTRE LTD | Cottered 440kW Substation |  | 0 | 850 | 850 | 2032-07-01 | Awaiting Consents | Directly Connected | NGET | Demand; Energy Storage System; PV Array (Photo Voltaic/solar); Reactive Compensation | a0l8e0000010wOn | PRO-002576
Burbo Bank Extension Offshore Wind Farm | BURBO EXTENSION LTD | BURBO BANK EXTENSION OFFSHORE Substation |  | 258 | 0 | 258 |  | Built | Directly Connected | NGET | Wind Offshore | a0l4L0000005ilR | PRO-000394
Burbo Bank Offshore Wind Farm | ORSTED BURBO (UK) LIMITED | Birkenhead 275kV Substation |  | 90 | 0 | 90 |  | Built | Embedded | NGET | Energy Storage System; Wind Offshore | a0l4L0000005iS4 | PRO-001298
Burghfield | SSE GENERATION LIMITED | Bramley 400kV Substation |  | 47 | 0 | 47 |  | Built | Embedded | NGET | Thermal | a0l4L0000005iXn | PRO-000870
Burn of Whilk Wind Farm | ENECO BURN OF WHILK LIMITED | Mybster 1 GSP |  | 22.5 | 0 | 22.5 |  | Built | Embedded | SHET | Wind Onshore | a0l4L0000005iVC | PRO-000087
Burwell | ENERGY POWER RESOURCES LIMITED | Burwell GSP |  | 38 | 0 | 38 |  | Built | Embedded | NGET | Biomass | a0l4L0000005iVD | PRO-000088
Burwell (Tertiary) | PIVOTED POWER LLP | Burwell Main 400kV Substation |  | 0 | 57 | 57 | 2029-06-30 | Awaiting Consents | Directly Connected | NGET | Energy Storage System | a0l4L0000005ixm | PRO-001109
Burwell BESS | O&G Solar (SPV 37) Limited | Burwell Main 400kV Substation |  | 0 | 249.9 | 249.9 | 2033-06-30 | Scoping | Directly Connected | NGET | Energy Storage System | a0l8e000000f4n5 | PRO-003869
Burwell GEC (Ethos Green) | BURWELL GREEN ENERGY CENTRE LTD | Burwell 400kV Substation |  | 0 | 480 | 480 | 2032-10-31 | Scoping | Directly Connected | NGET | Demand; Energy Storage System; PV Array (Photo Voltaic/solar); Reactive Compensation | a0l8e000000f5cW | PRO-003937
Bushbury | ORRÖN ENERGY DEVELOPMENT LIMITED | Bushbury 275kV Substation |  | 0 | 1000 | 1000 | 2033-10-31 | Scoping | Directly Connected | NGET | Demand; PV Array (Photo Voltaic/solar) | a0l8e000000TPQv | PRO-003409
Bushbury Green Energy Centre | INNOVA RENEWABLES LIMITED | Bushbury GSP |  | 0 | 480 | 480 | 2028-10-30 | Scoping | Directly Connected | NGET | Energy Storage System; PV Array (Photo Voltaic/solar) | a0l4L0000005iRT | PRO-001907
Bustleholme | PIVOTED POWER LLP | Bustleholm GSP |  | 49.9 | 0 | 49.9 |  | Built | Directly Connected | NGET | Energy Storage System | a0l4L0000005iZi | PRO-001039
Butlers Wood Green Energy Centre | INNOVA RENEWABLES LIMITED | Butlers Wood 400kV Substation |  | 0 | 1025 | 1025 | 2031-10-30 | Awaiting Consents | Directly Connected | NGET | Energy Storage System; PV Array (Photo Voltaic/solar) | a0l4L0000005ixp | PRO-002416
Caegarw Farm | Downing Renewable Developments LLP | Pyle 275kV Substation |  | 0 | 350 | 350 | 2037-05-10 | Scoping | Directly Connected | NGET | Energy Storage System; PV Array (Photo Voltaic/solar) | a0l8e0000010wRw | PRO-002605
Cairn Duhie Wind Farm | Renewable Energy Systems Limited | Berry Burn GSP |  | 0 | 67.2 | 67.2 | 2027-10-31 | Scoping | Embedded | SHET | Wind Onshore | a0l4L0000005iU6 | PRO-001743
Cairnmore Hill Wind Farm | Renewable Energy Systems Limited | Thurso South GSP |  | 0 | 36 | 36 | 2026-08-31 | Awaiting Consents | Embedded | SHET | Wind Onshore | a0l4L0000005iRL | PRO-001304
Caldwell Road | TAGENERGY DEVELOPMENT UK LIMITED | Drakelow 400kV Substation |  | 0 | 249 | 249 | 2033-10-31 | Scoping | Directly Connected | NGET | Energy Storage System | a0l8e0000010wbK | PRO-002710
Caledonian Paper Mill (Meadowhead) | UPM-KYMMENE (UK) LIMITED | Meadowhead GSP |  | 20 | 0 | 20 |  | Built | Embedded | SPT | CCGT (Combined Cycle Gas Turbine) | a0l4L0000005iRG | PRO-001308
Callisterhall Wind Farm | E Power Limited | Callisterhall 132kV |  | 0 | 45.5 | 45.5 | 2029-04-27 | Scoping | Directly Connected | SPT | Wind Onshore | a0l4L0000005iYx | PRO-001965
Canterbury North | ORRÖN ENERGY DEVELOPMENT LIMITED | Canterbury North 400kV Substation |  | 0 | 1000 | 1000 | 2030-10-31 | Scoping | Directly Connected | NGET | Energy Storage System; PV Array (Photo Voltaic/solar) | a0l8e000000TPRF | PRO-003414
Canterbury Tertiary | ENSO GREEN HOLDINGS LIMITED | Canterbury North 400kV Substation | 1 | 0 | 49.9 | 49.9 | 2025-10-31 | Scoping | Directly Connected | NGET | PV Array (Photo Voltaic/solar) | a0l4L0000005iaT | PRO-001029-1
|  | Canterbury North 400kV Substation | 2 | 0 | 7.1 | 57 | 2026-09-30 | Scoping | Directly Connected | NGET | PV Array (Photo Voltaic/solar) | a0l4L0000005iaT | PRO-001029-2
Capenhurst | ENSO GREEN HOLDINGS LIMITED | Capenhurst 275kV Substation |  | 0 | 400 | 400 | 2030-10-31 | Awaiting Consents | Directly Connected | NGET | Energy Storage System; PV Array (Photo Voltaic/solar) | a0l4L0000005ikT | PRO-002162
Capenhurst (Tertiary) | ENSO GREEN HOLDINGS LIMITED | Capenhurst 275kV Substation | 1 | 0 | 49.9 | 49.9 | 2025-10-31 | Scoping | Directly Connected | NGET | Energy Storage System; PV Array (Photo Voltaic/solar) | a0l4L0000005ioi | PRO-000540-1
|  | Capenhurst 275kV Substation | 2 | 0 | 7.1 | 57 | 2027-10-31 | Scoping | Directly Connected | NGET | Energy Storage System; PV Array (Photo Voltaic/solar) | a0l4L0000005ioi | PRO-000540-2
Capenhurst 275KV Substation | ZENOBE CAPENHURST LIMITED | Capenhurst 275kV Substation |  | 100 | 0 | 100 |  | Built | Directly Connected | NGET | Energy Storage System | a0l4L0000005iwG | PRO-001349
Capenhurst Tertiary Connection | HD888CAP LIMITED | Capenhurst 275kV Substation |  | 0 | 57 | 57 | 2023-10-31 | Consents Approved | Directly Connected | NGET | Energy Storage System | a0l4L0000005iaU | PRO-001028
Carberry BESS (was Smeaton BESS) | HARMONY ENERGY LIMITED | Smeaton 400kV |  | 0 | 200 | 200 | 2031-06-30 | Scoping | Directly Connected | SPT | Energy Storage System | a0l8e0000010xIg | PRO-003053
Carbon Free 2030 | CARBON FREE 2030 ENERGY LIMITED | Grimsby West 400kV Substation |  | 0 | 500 | 500 | 2034-06-30 | Scoping | Directly Connected | NGET | Energy Storage System; PV Array (Photo Voltaic/solar) | a0l8e0000010x1N | PRO-003047
Car Duibh Wind Farm | CAR DUIBH WIND FARM LIMITED | Car Duibh 275kV Substation |  | 0 | 99 | 99 | 2034-10-31 | Scoping | Directly Connected | SHET | Wind Onshore | a0l4L0000005iMQ | PRO-002342
Carlisle Road | MERCIA POWER RESPONSE LIMITED | Pitsmoor GSP |  | 0 | 40 | 40 | 2033-10-31 | Scoping | Embedded | NGET | Energy Storage System | a0l8e000000ew2E | PRO-003642
Carnedd Wen Wind Farm | Npower Renewables Ltd | Mid Wales West 132kV Substation |  | 0 | 150 | 150 | 2026-04-01 | Scoping | Embedded | NGET | Wind Onshore | a0l4L0000005iVE | PRO-000090
Carn Fearna Wind Farm | STATKRAFT UK LTD | Carn Fearna Wind Farm 132/33kV Substation |  | 0 | 85 | 85 | 2029-06-30 | Scoping | Directly Connected | SHET | Wind Onshore | a0l4L0000005ivT | PRO-002231
Carraig Gheal Wind Farm | GREENPOWER (CARRAIG GHEAL) LIMITED | Carraig Gheal 132/33kV Substation |  | 46 | 0 | 46 |  | Built | Directly Connected | SHET | Wind Onshore | a0l4L0000005inA | PRO-000091
Carrick Wind Farm | SCOTTISHPOWER RENEWABLES (UK) LIMITED | Carrick Wind Farm Substation |  | 0 | 84 | 84 | 2027-09-30 | Scoping | Directly Connected | SPT | Wind Onshore | a0l4L0000005iaW | PRO-001026
Carrington | PIVOTED POWER LLP | Carrington 275kV Substation |  | 0 | 57 | 57 | 2028-10-31 | Awaiting Consents | Directly Connected | NGET | Energy Storage System | a0l4L0000005iaX | PRO-001025
Carrington Power Station | CARRINGTON POWER LIMITED | Carrington GSP (SP Manweb) |  | 910 | 0 | 910 |  | Built | Directly Connected | NGET | CCGT (Combined Cycle Gas Turbine) | a0l4L0000005ivu | PRO-000092
Cashlie (Part of Killin Cascade Hydro Scheme) | SSE GENERATION LIMITED | Cashlie GSP |  | 11 | 0 | 11 |  | Built | Embedded | SHET | Hydro | a0l4L0000005iV6 | PRO-000069
Catsfield | Battery Asset Management Limited | Ninfield 132kV/400kV |  | 0 | 240 | 240 | 2037-11-09 | Scoping | Embedded | NGET | Energy Storage System | a0l8e000001Hpew | PRO-004143
CDCL | UNIPER UK LIMITED | Cottam 400kV Substation |  | 445 | 0 | 445 |  | Built | Directly Connected | NGET | CCGT (Combined Cycle Gas Turbine) | a0l4L0000005inB | PRO-000093
Ceannacroc (part of the Moriston Cascade) | SSE GENERATION LIMITED | Ceannacroc GSP |  | 20 | 0 | 20 |  | Built | Embedded | SHET | Hydro | a0l4L0000005iV7 | PRO-000070
Ceislein Wind Farm | RWE RENEWABLES UK ONSHORE WIND LIMITED | Ceislien Wind Farm |  | 0 | 85.8 | 85.8 | 2031-10-31 | Scoping | Directly Connected | SHET | Wind Onshore | a0l8e000000TPK3 | PRO-003256
Cellarhead | ENSO GREEN HOLDINGS LIMITED | Cellarhead 400kV Substation |  | 0 | 400 | 400 | 2033-10-31 | Scoping | Directly Connected | NGET | Energy Storage System; PV Array (Photo Voltaic/solar) | a0l4L0000005ikW | PRO-002161
Cellarhead 400kV Energy Storage | C & S ENERGY LIMITED | Cellarhead 400kV Substation |  | 0 | 300 | 300 | 2024-05-30 | Awaiting Consents | Directly Connected | NGET | Energy Storage System | a0l4L0000005iem | PRO-001685
Cellarhead Green Energy Centre | INNOVA RENEWABLES LIMITED | Cellarhead 400kV Substation |  | 0 | 400 | 400 | 2028-10-30 | Awaiting Consents | Directly Connected | NGET | Energy Storage System; PV Array (Photo Voltaic/solar) | a0l4L0000005ihj | PRO-001758
Cellarhead Home Farm | ECODEV GROUP LTD | Cellarhead 132kV Substation |  | 0 | 280 | 280 | 2028-10-31 | Scoping | Embedded | NGET | Energy Storage System | a0l4L0000005iU7 | PRO-001715
Cellarhead PV & BESS Station | IB VOGT UK LTD | Cellarhead 400kV Substation |  | 0 | 400 | 400 | 2037-10-31 | Scoping | Directly Connected | NGET | Energy Storage System; PV Array (Photo Voltaic/solar) | a0l8e000000TPHx | PRO-003240
Celtic 2 Offshore Wind Farm | RWE RENEWABLES UK LIMITED | Alverdiscott 400kV Substation |  | 0 | 1000 | 1000 | 2031-10-31 | Scoping | Directly Connected | NGET | Wind Offshore | a0l4L0000005ia5 | PRO-002007
Celtic Offshore Wind Farm | RWE RENEWABLES UK LIMITED | Alverdiscott 400kV Substation |  | 0 | 400 | 400 | 2031-10-31 | Scoping | Directly Connected | NGET | Wind Offshore | a0l4L0000005ihk | PRO-001760
Celtic Sea Offshore | Celtic Sea Wind Electric Limited | Alverdiscott 400kV Substation |  | 0 | 1000 | 1000 | 2037-10-30 | Scoping | Directly Connected | NGET | Wind Offshore | a0l8e0000010wb0 | PRO-002707
Celtic Sea Offshore Wind Farm | CELTIC SEA OFFSHORE WIND FARM LIMITED | Alverdiscott 400kV Substation | 1 | 0 | 400 | 400 | 2031-10-31 | Scoping | Directly Connected | NGET | Wind Offshore | a0l4L0000005iip | PRO-001763-1
|  | Alverdiscott 400kV Substation | 2 | 0 | 1000 | 1400 | 2031-10-31 | Scoping | Directly Connected | NGET | Wind Offshore | a0l4L0000005iip | PRO-001763-2
Celtic Sea Offshore Wind Farm (ESB) | ESB ASSET DEVELOPMENT UK LIMITED | Alverdiscott 400kV Substation |  | 0 | 1000 | 1000 | 2031-10-31 | Scoping | Directly Connected | NGET | Wind Offshore | a0l4L0000005iur | PRO-002219
CENOS | FLOTATION ENERGY PLC | Lackenby GSP |  | 0 | 1500 | 1500 | 2033-10-30 | Scoping | Directly Connected | NGET | Demand; Wind Offshore | a0l4L0000005iPE | PRO-001847
Chapelcross Solar PV and Storage | EEB68 LIMITED | Chapelcross 132/33kV Substation |  | 0 | 150.88 | 150.88 | 2027-10-29 | Scoping | Directly Connected | SPT | Energy Storage System; PV Array (Photo Voltaic/solar) | a0l4L0000005ib6 | PRO-002031
Chapel Farm Battery Storage Project | HARMONY CF LIMITED | Sundon GSP |  | 0 | 49.5 | 49.5 | 2023-02-15 | Consents Approved | Directly Connected | NGET | Energy Storage System | a0l4L0000005iUI | PRO-001786
Chatterley | CONRAD (CHATTERLEY) LIMITED | Cellarhead 132kV Substation |  | 20 | 0 | 20 |  | Built | Embedded | NGET | Gas Reciprocating | a0l4L0000005iSP | PRO-000915
Cheshire | RWE GENERATION UK PLC | Capenhurst 275kV Substation |  | 90 | 0 | 90 |  | Built | Embedded | NGET | OCGT (Open Cycle Gas Turbine) | a0l4L0000005iRC | PRO-001312
Chessington Estate | Bluestone Energy Ltd | Chessington 275kV Substation |  | 0 | 240 | 240 | 2037-11-16 | Scoping | Embedded | NGET | Energy Storage System | a0l8e0000012gZ9 | PRO-004420
Chesterfield | SSE RENEWABLES SOLAR & BATTERY HOLDINGS LIMITED | Chesterfield 400kV Substation (Not yet constructed) |  | 0 | 600 | 600 | 2032-10-30 | Scoping | Directly Connected | NGET | Energy Storage System; PV Array (Photo Voltaic/solar) | a0l8e000000f4iJ | PRO-003861
Chickerell | ENSO GREEN HOLDINGS LIMITED | Chickerell 400kV Substation | 1 | 0 | 200 | 200 | 2036-12-06 | Awaiting Consents | Directly Connected | NGET | Energy Storage System; PV Array (Photo Voltaic/solar) | a0l4L0000005ikq | PRO-002186-1
|  | Chickerell 400kV Substation | 2 | 0 | 100 | 300 | 2037-10-31 | Awaiting Consents | Directly Connected | NGET | Energy Storage System; PV Array (Photo Voltaic/solar) | a0l4L0000005ikq | PRO-002186-2
|  | Chickerell 400kV Substation | 3 | 0 | 100 | 400 | 2038-10-31 | Awaiting Consents | Directly Connected | NGET | Energy Storage System; PV Array (Photo Voltaic/solar) | a0l4L0000005ikq | PRO-002186-3
| SSE GENERATION LIMITED | Chickerell 400kV Substation |  | 47 | 0 | 47 |  | Built | Embedded | NGET | CHP (Combined Heat and Power) | a0l4L0000005iQ1 | PRO-001279
Chickerell Solar PV & BESS | CHICKERELL SOLAR LIMITED | Chickerell 400kV Substation |  | 0 | 400 | 400 | 2027-10-01 | Awaiting Consents | Directly Connected | NGET | Energy Storage System; PV Array (Photo Voltaic/solar) | a0l4L0000005iw2 | PRO-001598
Chirmorie Wind Farm | CHIRMORIE WIND FARM LIMITED | Chirmorie 132/33kV Substation |  | 0 | 80 | 80 | 2026-04-30 | Consents Approved | Directly Connected | SPT | Wind Onshore | a0l4L0000005inC | PRO-000094
Chleansaid Wind Farm | ESB ASSET DEVELOPMENT UK LIMITED | Chleansaid Wind Farm 132kV Substation |  | 0 | 96 | 96 | 2027-07-31 | Scoping | Directly Connected | SHET | Wind Onshore | a0l4L0000005iY6 | PRO-001608
Cilfynydd | ENSO GREEN HOLDINGS LIMITED | Cilfynydd 400kV Substation |  | 0 | 400 | 400 | 2030-10-31 | Awaiting Consents | Directly Connected | NGET | Energy Storage System; PV Array (Photo Voltaic/solar); Wind Onshore | a0l4L0000005idl | PRO-002088
Cilfynydd 2 | CSWE 8 LIMITED | Cilfynydd 400kV Substation |  | 0 | 240 | 240 | 2037-10-15 | Scoping | Directly Connected | NGET | Energy Storage System | a0l8e000000f6A1 | PRO-003962
Cilfynydd BESS | Cilfynydd BESS Limited | Cilfynydd 400kV Substation |  | 0 | 349.9 | 349.9 | 2037-09-15 | Scoping | Directly Connected | NGET | Energy Storage System | a0l8e0000010wfH | PRO-002756
Cilfynydd Green Energy Centre | CILFYNYDD GREEN ENERGY LIMITED | Cilfynydd 400kV Substation | 1 | 0 | 400 | 400 | 2028-10-30 | Awaiting Consents | Directly Connected | NGET | Energy Storage System; PV Array (Photo Voltaic/solar) | a0l4L0000005idM | PRO-001663-1
|  | Cilfynydd 400kV Substation | 2 | 0 | 625 | 1025 | 2033-10-31 | Awaiting Consents | Directly Connected | NGET | Energy Storage System; PV Array (Photo Voltaic/solar) | a0l4L0000005idM | PRO-001663-2
Cilfynydd Grid Stability Services | WP GRID SERVICES 18 LIMITED | Cilfynydd 400kV Substation |  | 0 | 0 | 0 | 2025-07-31 | Awaiting Consents | Directly Connected | NGET | Reactive Compensation | a0l4L000002yQWW | PRO-002540
Clash Gour | EDF ENERGY RENEWABLES LIMITED | Clash Gour Wind Farm 132kV Substation |  | 0 | 210 | 210 | 2025-10-30 | Awaiting Consents | Directly Connected | SHET | Wind Onshore | a0l4L0000005iaa | PRO-001022
Clashindarroch | CLASHINDARROCH WIND FARM LIMITED | Clashindarroch Substation |  | 37 | 0 | 37 |  | Built | Embedded | SHET | Wind Onshore | a0l4L0000005iV0 | PRO-000040
Clashindarroch 2 | VATTENFALL WIND POWER LTD | Cairnford GSP |  | 0 | 77 | 77 | 2025-04-30 | Scoping | Embedded | SHET | Wind Onshore | a0l4L0000005iV1 | PRO-000041
Clauchrie Windfarm | SCOTTISHPOWER RENEWABLES (UK) LIMITED | Clauchrie 132kV Substation |  | 0 | 108 | 108 | 2026-10-31 | Scoping | Directly Connected | SPT | Wind Onshore | a0l4L0000005iab | PRO-001021
Clayhill Farm | ARL O09 LIMITED | Sundon GSP |  | 40 | 0 | 40 |  | Built | Embedded | NGET | Energy Storage System | a0l4L0000005iQA | PRO-001270
Clay Tye Farm Phase 1 | HARMONY CTF LIMITED | Warley 132kV Substation |  | 0 | 49.5 | 49.5 | 2023-03-07 | Under Construction/Commissioning | Embedded | NGET | Energy Storage System | a0l4L0000005iPN | PRO-001857
Clay Tye Farm Phase 2 | Harmony CTF 2 Limited | Warley 132kV Substation |  | 0 | 49.5 | 49.5 | 2023-03-07 | Under Construction/Commissioning | Embedded | NGET | Energy Storage System | a0l4L0000005iPK | PRO-001854
Clean Planet Solar | Clean Planet Solar Farm Limited | Frodsham 400kV Substation |  | 0 | 500 | 500 | 2037-11-01 | Scoping | Directly Connected | NGET | Energy Storage System; PV Array (Photo Voltaic/solar); Reactive Compensation | a0l8e0000011yXg | PRO-003519
Cleve Hill Solar Park | CLEVE HILL SOLAR PARK LIMITED | Cleve Hill 400kV Substation |  | 0 | 350 | 350 | 2024-03-22 | Under Construction/Commissioning | Directly Connected | NGET | Energy Storage System; PV Array (Photo Voltaic/solar) | a0l4L0000005iwH | PRO-001097
Cliff Hill Energy Farm | Renewable Energy Systems Limited | Navenby 400kV Substation |  | 0 | 800 | 800 | 2034-10-30 | Scoping | Directly Connected | NGET | Energy Storage System; PV Array (Photo Voltaic/solar) | a0l8e000000f4xR | PRO-003896
Cloiche Wind Farm | SSE GENERATION LIMITED | Cloiche 132kV Substation |  | 0 | 200 | 200 | 2026-07-31 | Scoping | Directly Connected | SHET | Wind Onshore | a0l4L0000005ilx | PRO-000425
Cloich Forest Wind Farm | EDF ENERGY RENEWABLES LIMITED | Cloiche 132kV Substation |  | 0 | 67.2 | 67.2 | 2028-07-30 | Scoping | Directly Connected | SPT | Wind Onshore | a0l4L0000005iZo | PRO-001387
Cloud Hill Windfarm | Cloud Hill Windfarm Limited | Cloud Hill Wind Farm 132kV Substation |  | 0 | 50 | 50 | 2028-09-30 | Awaiting Consents | Directly Connected | SPT | Wind Onshore | a0l4L0000005iYO | PRO-001938
Clunie (part of the Clunie Cascade) | SSE GENERATION LIMITED | Clunie GSP |  | 61.2 | 0 | 61.2 |  | Built | Directly Connected | SHET | Hydro | a0l4L0000005img | PRO-000072
Clyde North | CLYDE WINDFARM (SCOTLAND) LIMITED | Clyde North 275/33kV Substation |  | 374.5 | 0 | 374.5 |  | Built | Directly Connected | SPT | Wind Onshore | a0l4L0000005inD | PRO-000095
Clyde South | CLYDE WINDFARM (SCOTLAND) LIMITED | Clyde South 275/33kV Substation |  | 128.8 | 0 | 128.8 |  | Built | Directly Connected | SPT | Wind Onshore | a0l4L0000005inE | PRO-000096
Cnoc Buidhe Wind Farm | CNOC BUIDHE WIND ENERGY HUB LIMITED | Cnoc Buidhe 132kV/33kV Substation | 1 | 0 | 150 | 150 | 2028-10-31 | Scoping | Directly Connected | SHET | Energy Storage System; Wind Onshore | a0l4L0000005idT | PRO-001672-1
|  | Cnoc Buidhe 132kV/33kV Substation | 2 | 0 | 70 | 220 | 2034-10-31 | Scoping | Directly Connected | SHET | Energy Storage System; Wind Onshore | a0l4L0000005idT | PRO-001672-2
Cockenzie BESS | ELBESS LTD | Cockenzie 275kV Substation |  | 0 | 102 | 102 | 2026-07-31 | Scoping | Directly Connected | SPT | Energy Storage System | a0l8e000001Hrm5 | PRO-004217
Cockenzie Farm 100MW BESS | GPC 1134 Ltd | Kilwinning GSP |  | 0 | 100 | 100 | 2028-08-21 | Scoping | Directly Connected | SPT | Energy Storage System | a0l8e0000010wav | PRO-002706
Codham Hall BESS | Pulse Clean Energy Limited | Warley 275kV Substation |  | 0 | 249 | 249 | 2030-10-31 | Scoping | Directly Connected | NGET | Energy Storage System | a0l8e000000f6JA | PRO-003972
Codling Park Wind Farm | CODLING WIND PARK III LIMITED | Pentir 400kV Substation |  | 0 | 1000 | 1000 | 2028-10-01 | Scoping | Directly Connected | NGET | Wind Offshore | a0l4L0000005inG | PRO-000098
Cogle Moss Wind Farm | COGLE MOSS RENEWABLES LLP | Mybster 2 132/33kV Substation |  | 0 | 36 | 36 | 2025-08-31 | Consents Approved | Embedded | SHET | Wind Onshore | a0l4L0000005iWr | PRO-000973
Coire Glas Pumped Storage | COIRE GLAS HYDRO PUMPED STORAGE LIMITED | Coire Glas GSP | 1 | 0 | 612 | 612 | 2027-12-01 | Consents Approved | Directly Connected | SHET | Pump Storage | a0l4L0000005imh | PRO-000073-1
|  | Coire Glas GSP | 2 | 0 | 684 | 1296 | 2029-10-31 | Scoping | Directly Connected | SHET | Pump Storage | a0l4L0000005imh | PRO-000073-2
Coire Na Cloiche | COIRE NA CLOICHE WINDFARM LLP | Alness GSP |  | 30 | 0 | 30 |  | Built | Embedded | SHET | Wind Onshore | a0l4L0000005iVF | PRO-000099
Conexus North BESS Facility | Pulse Clean Energy Limited | Coalburn 400kV Substation |  | 0 | 200 | 200 | 2031-10-31 | Scoping | Directly Connected | SPT | Energy Storage System | a0l8e0000011xUT | PRO-003460
Connahs Quay | UNIPER UK LIMITED | Connah's Quay 400kV Substation |  | 1380 | 0 | 1380 |  | Built | Directly Connected | NGET | CCGT (Combined Cycle Gas Turbine) | a0l4L0000005imC | PRO-000058
CONTEGO Battery Storage Project | Harmony CS Ltd | Bolney 132kV Substation |  | 35.8 | 0 | 35.8 |  | Built | Embedded | NGET | Energy Storage System | a0l4L0000005iUN | PRO-001591
Contullich BESS | Renewable Energy Systems Limited | Alness GSP |  | 0 | 4 | 4 | 2030-10-31 | Scoping | Embedded | SHET | Energy Storage System | a0l8e000001HxmM | PRO-004300
Copper Nose BESS | Copper Nose Energy Ltd | Fawley 132kV Substation |  | 0 | 150 | 150 | 2036-10-24 | Scoping | Directly Connected | NGET | Energy Storage System | a0l4L0000005iyC | PRO-002356
Corby | CORBY POWER LIMITED | Corby 132kV Substation |  | 401 | 0 | 401 |  | Built | Embedded | NGET | CCGT (Combined Cycle Gas Turbine) | a0l4L0000005iVG | PRO-000100
Cormoran Offshore Wind Farm | South West Wind Holdco Limited | Alverdiscott 400kV Substation |  | 0 | 1008 | 1008 | 2036-12-06 | Scoping | Directly Connected | NGET | Wind Offshore | a0l4L0000005iyQ | PRO-002390
Cornharrow Wind Farm | ENERGYFARM UK CORNHARROW LLP | Quantans Hill 132kV |  | 0 | 50 | 50 | 2027-10-31 | Scoping | Directly Connected | SPT | Wind Onshore | a0l4L0000005if2 | PRO-001741
Cornwall Energy Park | GREEN ENERGY MAB LTD | Landulph 400kV Substation |  | 0 | 500 | 500 | 2036-12-06 | Scoping | Directly Connected | NGET | Energy Storage System; PV Array (Photo Voltaic/solar) | a0l4L0000005iyV | PRO-002379
Corriegarth | CORRIEGARTH WIND ENERGY LIMITED | Corriegarth 132/33kV substation |  | 69 | 0 | 69 |  | Built | Directly Connected | SHET | Wind Onshore | a0l4L0000005inH | PRO-000101
Corriegarth 2 Wind Farm | CORRIEGARTH 2 WIND FARM LIMITED | Corriegarth 132/33kV substation |  | 0 | 70 | 70 | 2026-07-31 | Scoping | Directly Connected | SHET | Wind Onshore | a0l4L0000005imG | PRO-000420
Corriemoillie BESS | VIRMATI ENERGY LTD | Corriemoillie 132kV Substation |  | 0 | 200 | 200 | 2029-09-30 | Scoping | Directly Connected | SHET | Energy Storage System | a0l8e000000f6u6 | PRO-003992
Corriemoillie Wind Farm | CORRIEMOILLIE WINDFARM LIMITED | Corriemoillie 132/33kV Substation |  | 47.5 | 0 | 47.5 |  | Built | Directly Connected | SHET | Wind Onshore | a0l4L0000005inI | PRO-000102
Corrievarkie PSH | ILI (Trossachs PSH) Ltd | Corrievarkie 275kV Substation |  | 0 | 600 | 600 | 2031-10-31 | Scoping | Directly Connected | SHET | Pump Storage | a0l4L0000005iwZ | PRO-002291
Corshellach Battery Energy Storage System | Renewable Energy Systems Limited | Berry Burn GSP |  | 0 | 49.9 | 49.9 | 2031-10-31 | Scoping | Embedded | SHET | Energy Storage System | a0l4L0000005iXz | PRO-002328
Coryton | CORYTON ENERGY COMPANY, LTD. | Coryton South 400kV Substation |  | 800 | 0 | 800 |  | Built | Directly Connected | NGET | CCGT (Combined Cycle Gas Turbine) | a0l4L0000005inJ | PRO-000103
| ORRÖN ENERGY DEVELOPMENT LIMITED | Coryton South 400kV Substation |  | 0 | 1000 | 1000 | 2031-10-31 | Scoping | Directly Connected | NGET | Demand; PV Array (Photo Voltaic/solar) | a0l8e000000TPQl | PRO-003407
Costa Head Wind Farm | COSTA HEAD WIND FARM LIMITED | Costa Head 132/33kV Substation |  | 0 | 20.4 | 20.4 | 2028-10-30 | Consents Approved | Directly Connected | SHET | Wind Onshore | a0l4L0000005inK | PRO-000104
Cottam | GATE BURTON ENERGY PARK LIMITED | Cottam 400kV Substation | 1 | 0 | 250 | 250 | 2029-10-31 | Scoping | Directly Connected | NGET | Energy Storage System; PV Array (Photo Voltaic/solar) | a0l4L0000005iel | PRO-001502-1
|  | Cottam 400kV Substation | 2 | 0 | 250 | 500 | 2030-07-30 | Scoping | Directly Connected | NGET | Energy Storage System; PV Array (Photo Voltaic/solar) | a0l4L0000005iel | PRO-001502-2
Cottam PV & BESS Sub | O&G Solar (SPV 37) Limited | Cottam 400kV Substation |  | 0 | 500 | 500 | 2033-10-31 | Scoping | Directly Connected | NGET | Energy Storage System; PV Array (Photo Voltaic/solar) | a0l4L000002yQWp | PRO-002543
Cottam Solar PV + BESS | COTTAM SOLAR PROJECT LIMITED | Cottam 400kV Substation |  | 0 | 600 | 600 | 2029-09-01 | Scoping | Directly Connected | NGET | Energy Storage System; PV Array (Photo Voltaic/solar) | a0l4L0000005iz0 | PRO-001401
Cottered | SSE UTILITY SOLUTIONS LIMITED | Cottered 400kV |  | 0 | 600 | 600 | 2030-10-30 | Scoping | Directly Connected | NGET | Energy Storage System; PV Array (Photo Voltaic/solar) | a0l4L0000005ivh | PRO-002173
Coupar Angus Battery | COUPAR LIMITED | Coupar Angus GSP |  | 0 | 40 | 40 | 2022-02-21 | Consents Approved | Embedded | SHET | Energy Storage System | a0l4L0000005iPx | PRO-000905
Coupar Solar Farm | COUPAR TWO LIMITED | Coupar Angus GSP |  | 0 | 49.9 | 49.9 | 2025-10-31 | Scoping | Embedded | SHET | PV Array (Photo Voltaic/solar) | a0l4L0000005iPS | PRO-001862
Cour Wind Farm | COUR WIND FARM (SCOTLAND ) LIMITED | Crossaig 132kV Substation |  | 20.5 | 0 | 20.5 |  | Built | Directly Connected | SHET | Wind Onshore | a0l4L0000005inf | PRO-000106
Coventry | PIVOTED POWER LLP | Coventry 275kV Substation |  | 49.9 | 0 | 49.9 |  | Built | Directly Connected | NGET | Energy Storage System | a0l4L0000005iad | PRO-001005
Cowes | RWE GENERATION UK PLC | Fawley 400kV Substation |  | 140 | 0 | 140 |  | Built | Embedded | NGET | OCGT (Open Cycle Gas Turbine) | a0l4L0000005iVH | PRO-000107
Cowley | PIVOTED POWER LLP | Cowley 400kV Substation |  | 49.9 | 0 | 49.9 |  | Built | Directly Connected | NGET | Energy Storage System | a0l4L0000005ibM | PRO-001015
Cowley (Tertiary) | COWLEY BALDON GREEN LIMITED | Cowley 400kV Substation | 1 | 0 | 49.9 | 49.9 | 2022-10-31 | Scoping | Directly Connected | NGET | Energy Storage System; PV Array (Photo Voltaic/solar) | a0l4L0000005ixT | PRO-000407-1
|  | Cowley 400kV Substation | 2 | 0 | 7.1 | 57 | 2023-10-31 | Scoping | Directly Connected | NGET | Energy Storage System; PV Array (Photo Voltaic/solar) | a0l4L0000005ixT | PRO-000407-2
Cowley Energy Storage | Penso Power Limited | Cowley 400kV Substation |  | 0 | 200 | 200 | 2028-10-25 | Awaiting Consents | Directly Connected | NGET | Energy Storage System | a0l4L0000005ic8 | PRO-002066
Cowley Farm | COWLEY 2 RENEWABLES LTD | Cowley 400kV Substation |  | 0 | 200 | 200 | 2038-10-01 | Scoping | Directly Connected | NGET | Energy Storage System; PV Array (Photo Voltaic/solar) | a0l8e0000010wYT | PRO-002677
Cowley Farm 2 | COWLEY 7 RENEWABLES LTD | Cowley 400kV Substation |  | 0 | 700 | 700 | 2038-11-20 | Scoping | Directly Connected | NGET | Energy Storage System; PV Array (Photo Voltaic/solar) | a0l8e0000010wdp | PRO-002738
Coylton 275kV Greener Grid Park | COYLTON ENERGY LIMITED | Coylton 275/33kV Substation |  | 0 | 150 | 150 | 2025-05-30 | Scoping | Directly Connected | SPT | Energy Storage System | a0l4L0000005ihQ | PRO-001551
CPG Power | ESB ASSET DEVELOPMENT UK LIMITED | Carrington 400KV Substation |  | 0 | 49.9 | 49.9 | 2026-06-30 | Scoping | Directly Connected | NGET | Gas Reciprocating | a0l4L0000005izZ | PRO-000542
Craig II Wind Farm | CRAIG WIND FARM LIMITED | Chapelcross 132/33kV Substation |  | 4.7 | 0 | 4.7 |  | Built | Embedded | SPT | Wind Onshore | a0l4L0000005iVI | PRO-000108
Craig Moss Farm | Greenswitch Capital Limited | Craig Moss Farm 132kV substation |  | 0 | 300 | 300 | 2036-10-31 | Scoping | Directly Connected | SPT | Energy Storage System; PV Array (Photo Voltaic/solar) | a0l8e0000011y2h | PRO-003498
Craig Nab Wind Energy Hub | Craig Nab Wind Energy Hub Limited | Glenluce 132/33kV Substation |  | 0 | 36 | 36 | 2028-06-30 | Scoping | Embedded | SPT | Energy Storage System; Wind Onshore | a0l4L0000005iUe | PRO-002450
Craig Watch Wind Farm | Craig Watch Wind Farm Limited | Craig Watch Substation |  | 0 | 72.6 | 72.6 | 2027-06-30 | Scoping | Directly Connected | SHET | Wind Onshore | a0l4L0000005iyh | PRO-001877
Creachan Wind Farm | RWE RENEWABLES UK ONSHORE WIND LIMITED | Creachan Wind Farm 132/33kV Substation |  | 0 | 79.2 | 79.2 | 2029-07-30 | Scoping | Directly Connected | SHET | Wind Onshore | a0l8e000000f4yF | PRO-003906
Creag Riabhach Wind Farm | CREAG RIABHACH WIND FARM LTD | Creag Riabhach 132/33kV Substation |  | 92.4 | 0 | 92.4 |  | Built | Directly Connected | SHET | Wind Onshore | a0l4L0000005ing | PRO-000109
CREYKE BECK | CLEAN AIR RENEWABLES LIMITED | Creyke Beck 400kV Substation |  | 0 | 500 | 500 | 2033-05-31 | Scoping | Directly Connected | NGET | Energy Storage System; PV Array (Photo Voltaic/solar) | a0l4L0000005iZ2 | PRO-001972
Creyke Beck Battery 2 | CREYKE BECK BATTERY 2 LIMITED | Creyke Beck 400kV Substation |  | 0 | 28.5 | 28.5 | 2034-10-30 | Scoping | Directly Connected | NGET | Energy Storage System | a0l8e000001Ho7S | PRO-004060
Creyke Beck PV & BESS Sub | O&G Solar (SPV 40) Limited | Creyke Beck 400kV Substation |  | 0 | 249.9 | 249.9 | 2035-05-30 | Scoping | Directly Connected | NGET | Energy Storage System; PV Array (Photo Voltaic/solar) | a0l8e0000010wY4 | PRO-002672
Creyke Beck Solar Farm | JBM SOLAR PROJECTS 33 LIMITED | Creyke Beck GSP |  | 0 | 320 | 320 | 2033-05-31 | Scoping | Embedded | NGET | PV Array (Photo Voltaic/solar) | a0l4L0000005iTn | PRO-002062
Crossdykes | CROSSDYKES WF LIMITED | Crossdykes 33kV Substation |  | 46 | 0 | 46 |  | Built | Directly Connected | SPT | Wind Onshore | a0l4L0000005inj | PRO-000112
Cruachan | DRAX PUMPED STORAGE LIMITED | Dalmally GSP |  | 0 | 40 | 480 | 2027-06-01 | Scoping | Directly Connected | SPT | Pump Storage | a0l4L0000005ink | PRO-000113
|  | Dalmally GSP |  | 440 | 0 | 440 |  | Built | Directly Connected | SPT | Pump Storage | a0l4L0000005ink | PRO-000113
Cruachan Expansion | Drax Cruachan Expansion Limited | Cruachan 275kV Substation |  | 0 | 600 | 600 | 2030-10-31 | Scoping | Directly Connected | SPT | Pump Storage | a0l4L0000005iQW | PRO-001889
Cryogenic Battery System (Synchronous) | CRYOBATTERY ONE LIMITED | Carrington 400KV Substation |  | 0 | 49.9 | 49.9 | 2024-10-31 | Consents Approved | Directly Connected | NGET | Energy Storage System; Reactive Compensation | a0l4L0000005ipr | PRO-000549
Crystal Rig III Wind Farm | CRYSTAL RIG III LIMITED | Crystal Rig 400/132kV Substation |  | 13.8 | 0 | 13.8 |  | Built | Directly Connected | SPT | Wind Onshore | a0l4L0000005ifV | PRO-001127
Crystal Rig II Wind Farm | CRYSTAL RIG II LIMITED | Crystal Rig 400/132kV Substation |  | 138 | 0 | 138 |  | Built | Directly Connected | SPT | Wind Onshore | a0l4L0000005imM | PRO-000414
Crystal Rig IV Wind Farm | CRYSTAL RIG IV LIMITED | Crystal Rig 400/132kV Substation |  | 0 | 48.2 | 48.2 | 2024-06-30 | Under Construction/Commissioning | Directly Connected | SPT | Wind Onshore | a0l4L0000005ipM | PRO-000520
CS14 | FRED OLSEN SEAWIND LIMITED | Alverdiscott 400kV Substation |  | 0 | 1000 | 1000 | 2031-10-31 | Scoping | Directly Connected | NGET | Wind Offshore | a0l8e0000011yr5 | PRO-003548
CS4 | FRED OLSEN SEAWIND LIMITED | Alverdiscott 400kV Substation |  | 0 | 1000 | 1000 | 2031-10-31 | Scoping | Directly Connected | NGET | Wind Offshore | a0l4L0000005iuo | PRO-002239
Culham Storage | STATERA ENERGY LIMITED | Culham Jet 400kV Substation |  | 0 | 500 | 500 | 2027-10-29 | Scoping | Directly Connected | NGET | Energy Storage System | a0l4L0000005iwL | PRO-001946
Culligran (part of the Beauly Cascade) | SSE GENERATION LIMITED | Culligran GSP |  | 19.1 | 0 | 19.1 |  | Built | Directly Connected | SHET | Hydro | a0l4L0000005imi | PRO-000074
Cumberhead | CUMBERHEAD WIND ENERGY LIMITED | Cumberhead West GSP |  | 50 | 0 | 50 |  | Built | Directly Connected | SPT | Wind Onshore | a0l4L0000005inl | PRO-000114
Cumberhead West Wind Farm | CUMBERHEAD WEST WIND FARM LTD. | Cumberhead West GSP |  | 0 | 114 | 114 | 2024-11-01 | Awaiting Consents | Directly Connected | SPT | Wind Onshore | a0l4L0000005ix7 | PRO-000423
Cuxton 49.5MW BESS | Cuxton Energy Storage Limited | Kingsnorth 400kV Substation |  | 0 | 49.5 | 49.5 | 2023-05-31 | Consents Approved | Embedded | NGET | Energy Storage System | a0l4L0000005iXw | PRO-002373
Cwm Dyli | RWE GENERATION UK PLC | Trawsfynydd 275kV Substation |  | 10 | 0 | 10 |  | Built | Embedded | NGET | Hydro | a0l4L0000005iVJ | PRO-000115
Cwm Rheidol | STATKRAFT ENERGY LTD. | Cwm Rheidol |  | 50 | 0 | 50 |  | Built | Embedded | NGET | Hydro | a0l4L0000005iVK | PRO-000116
Cygnus Offshore Windfarm | RENANTIS UK LIMITED | Cygnus 220/66kV Offshore Substation |  | 0 | 1000 | 1000 | 2033-10-31 | Scoping | Directly Connected | SHET | Wind Offshore | a0l4L0000005izN | PRO-001530
Daer Wind Farm | RWE RENEWABLES UK ONSHORE WIND LIMITED | Daer Wind Farm Substation |  | 0 | 96 | 96 | 2027-07-14 | Scoping | Directly Connected | SPT | Wind Onshore | a0l4L0000005iqV | PRO-000565
Daines BESS | O&G Solar (SPV 48) Limited | Daines 400kV Substation |  | 0 | 249.9 | 249.9 | 2037-11-30 | Scoping | Directly Connected | NGET | Energy Storage System | a0l8e0000010wSk | PRO-002614
| SSE UTILITY SOLUTIONS LIMITED | Daines 400kV Substation |  | 0 | 600 | 600 | 2029-11-01 | Scoping | Directly Connected | NGET | Energy Storage System | a0l4L0000005iby | PRO-002050
Daines Green Energy Centre | INNOVA RENEWABLES LIMITED | Daines 400kV Substation |  | 0 | 480 | 480 | 2028-10-30 | Scoping | Directly Connected | NGET | Energy Storage System; PV Array (Photo Voltaic/solar) | a0l4L0000005iRP | PRO-001902
Dalchork Farm | Greenswitch Capital Limited | Dalchork Substation 132 kV |  | 0 | 200 | 200 | 2032-10-31 | Scoping | Directly Connected | SHET | Energy Storage System | a0l8e0000010wk2 | PRO-002807
Dalmarnock Road BESS | DALMARNOCK BESS LTD | Dalmarnock GSP |  | 0 | 40 | 40 | 2023-10-30 | Scoping | Embedded | SPT | Energy Storage System | a0l4L0000005idK | PRO-001660
Dalquhandy Wind Farm | DALQUHANDY WIND FARM LIMITED | Dalquhandy 132/33kV Substation |  | 42 | 0 | 42 |  | Built | Directly Connected | SPT | Wind Onshore | a0l4L0000005inm | PRO-000117
Dalswinton | DALSWINTON WINDFARM (SCOTLAND) LIMITED | Dumfries GSP |  | 30 | 0 | 30 |  | Built | Embedded | SPT | Wind Onshore | a0l4L0000005iVL | PRO-000118
Damhead Creek | VPI POWER LIMITED | Kingsnorth GSP |  | 812 | 0 | 812 |  | Built | Directly Connected | NGET | CCGT (Combined Cycle Gas Turbine) | a0l4L0000005inn | PRO-000119
Damhead Creek 2 | VPI POWER LIMITED | Kingsnorth 400kV Substation |  | 0 | 1800 | 1800 | 2025-08-31 | Consents Approved | Directly Connected | NGET | CCGT (Combined Cycle Gas Turbine) | a0l4L0000005ieK | PRO-001056
Darnall Road | MERCIA POWER RESPONSE LIMITED | West Melton GSP |  | 0 | 40 | 40 | 2033-10-31 | Scoping | Embedded | NGET | Energy Storage System | a0l8e000000evlR | PRO-003641
Daventry High Impact Green Energy Hub (HIGEH) 1 | TELIS ENERGY UK LIMITED | New Patford Bridge 400kV Substation |  | 0 | 1000 | 1000 | 2033-10-31 | Scoping | Directly Connected | NGET | Energy Storage System; Nuclear; PV Array (Photo Voltaic/solar); Wind Onshore | a0l8e000000ewvz | PRO-003686
Dealanach WLC WF | DEALANACH LIMITED | Hopsrig Collector 132/33kV Substation |  | 0 | 12 | 12 | 2026-12-15 | Scoping | Directly Connected | SPT | Wind Onshore | a0l4L0000005igL | PRO-001722
Deanie (part of the Beauly Cascade) | SSE GENERATION LIMITED | Deanie GSP |  | 38 | 0 | 38 |  | Built | Directly Connected | SHET | Hydro | a0l4L0000005imj | PRO-000075
Deeside Power Station | DEESIDE POWER (UK) LIMITED | Deeside 400kV Substation |  | 1 | 189 | 190 | 2033-10-31 | Built | Directly Connected | NGET | Energy Storage System; Reactive Compensation | a0l4L0000005ieE | PRO-001062
Dell Wind Farm | DELL WIND FARM LIMITED | Dell 132kV Substation |  | 0 | 49.8 | 49.8 | 2026-04-30 | Consents Approved | Directly Connected | SHET | Wind Onshore | a0l4L0000005ibP | PRO-001012
Denton Estate Solar PV and BESS | ELGIN ENERGY ES CO LIMITED | Bicker Fen 400kV Substation |  | 0 | 129 | 129 | 2033-10-30 | Scoping | Embedded | NGET | Energy Storage System; PV Array (Photo Voltaic/solar) | a0l8e0000012gYu | PRO-004417
Dersalloch Wind Farm | SCOTTISHPOWER RENEWABLES (UK) LIMITED | Dersalloch 132kV Substation |  | 69 | 11 | 80 | 2027-10-31 | Built | Directly Connected | SPT | Wind Onshore | a0l4L0000005imE | PRO-000060
Derwent | UK UTILITY RESERVE LIMITED | Willington 132kV Substation |  | 0 | 162 | 162 | 2024-04-01 | Built | Embedded | NGET | CHP (Combined Heat and Power) | a0l4L0000005iVM | PRO-000120
Derwent Solar PV Array | ANESCO LIMITED | Thornton 400kV Substation |  | 0 | 160 | 160 | 2032-05-31 | Scoping | Directly Connected | NGET | PV Array (Photo Voltaic/solar) | a0l4L0000005iOs | PRO-001648
Devol Moor Battery & Solar Project | RELAY HOLDCO LIMITED | Devol Moor 400kV |  | 0 | 400 | 400 | 2029-10-17 | Scoping | Directly Connected | SPT | Energy Storage System | a0l8e000001HoYo | PRO-004084
Devonside BESS | CARLTON POWER LIMITED | Devonside GSP |  | 0 | 49.5 | 49.5 | 2028-08-18 | Scoping | Directly Connected | SPT | Energy Storage System | a0l4L0000005iaB | PRO-002015
Dewley Hill PV and BESS | Northumberland Estates Limited | Stella North 132kV Substation |  | 0 | 149.9 | 149.9 | 2036-10-31 | Scoping | Embedded | NGET | Energy Storage System; PV Array (Photo Voltaic/solar) | a0l4L000002yQaD | PRO-002558
Didcot A GTs | RWE GENERATION UK PLC | Didcot 400kV Substation |  | 100 | 0 | 100 |  | Built | Embedded | NGET | OCGT (Open Cycle Gas Turbine) | a0l4L0000005iVN | PRO-000121
Didcot B | RWE GENERATION UK PLC | Didcot 400kV Substation |  | 1475 | 230 | 1705 | 2037-10-31 | Built | Directly Connected | NGET | CCGT (Combined Cycle Gas Turbine) | a0l4L0000005ino | PRO-000122
Didcot Battery | DIDCOT BATTERY LIMITED | Didcot 400kV Substation |  | 0 | 100 | 100 | 2025-10-31 | Scoping | Directly Connected | NGET | Demand; Energy Storage System | a0l4L0000005idC | PRO-001468
Didcot Energy Park | RNA-ENERGY LTD | Didcot 400kV Substation |  | 0 | 300 | 300 | 2027-10-31 | Awaiting Consents | Directly Connected | NGET | Energy Storage System | a0l4L0000005ivK | PRO-002382
Didcot Farm | APPLEFORD 2 RENEWABLES LTD | Didcot 400kV Substation |  | 0 | 200 | 200 | 2037-10-31 | Scoping | Directly Connected | NGET | Energy Storage System; PV Array (Photo Voltaic/solar) | a0l8e0000010wYx | PRO-002683
Didcot High Impact Green Energy Hub (HIGEH) 1 | TELIS ENERGY UK LIMITED | Didcot 400kV Substation |  | 0 | 1000 | 1000 | 2037-10-31 | Awaiting Consents | Directly Connected | NGET | Energy Storage System; Nuclear; PV Array (Photo Voltaic/solar); Reactive Compensation; Wind Onshore | a0l8e0000010wVo | PRO-002649
Didcot Road | ARLINGTON ENERGY (DEVELOPMENT) LIMITED | Didcot 400kV Substation |  | 0 | 300 | 300 | 2027-10-31 | Scoping | Directly Connected | NGET | Energy Storage System | a0l4L0000005iMP | PRO-002336
Dinorwig | FIRST HYDRO COMPANY | Dinorwig 400kV Substation |  | 1644 | 0 | 1644 |  | Built | Directly Connected | NGET | Pump Storage | a0l4L0000005im8 | PRO-000054
Dogger Bank Project 4 (Dogger Bank B) | DOGGERBANK OFFSHORE WIND FARM PROJECT 2 PROJCO LIMITED | Dogger Bank 220kV Offshores |  | 0 | 1200 | 1200 | 2024-04-01 | Under Construction/Commissioning | Directly Connected | NGET | Wind Offshore | a0l4L0000005imQ | PRO-000410
Dogger Bank Project A | DOGGERBANK OFFSHORE WIND FARM PROJECT 1 PROJCO LIMITED | Dogger Bank 220kV Offshores |  | 0 | 1200 | 1200 | 2023-04-01 | Under Construction/Commissioning | Directly Connected | NGET | Wind Offshore | a0l4L0000005imP | PRO-000411
Dogger Bank Project C | DOGGERBANK OFFSHORE WIND FARM PROJECT 3 PROJCO LIMITED | Lackenby GSP |  | 0 | 1200 | 1200 | 2025-04-01 | Consents Approved | Directly Connected | NGET | Wind Offshore | a0l4L0000005imR | PRO-000409
Dog Trap Lane | HD381GRE Limited | Minety 400kV Substation |  | 0 | 47.5 | 47.5 | 2025-03-31 | Awaiting Consents | Directly Connected | NGET | Energy Storage System | a0l4L0000005ixx | PRO-001626
Dolgarrog | RWE GENERATION UK PLC | Pentir GSP |  | 39 | 0 | 39 |  | Built | Embedded | NGET | Hydro | a0l4L0000005iVP | PRO-000123
Dollymans Storage | Dollymans Storage Limited | Rayleigh Main 132kV Substation |  | 0 | 99.8 | 99.8 | 2023-01-12 | Scoping | Embedded | NGET | Energy Storage System | a0l4L0000005iXU | PRO-002261
Dolphingstone Farm | RNA-ENERGY LTD | Cockenzie GSP |  | 0 | 63 | 63 | 2025-04-30 | Scoping | Embedded | SPT | Energy Storage System | a0l4L0000005iUd | PRO-002451
Dolyfardyn | Llyn Lort Energy Park Limited | Chirk GSP |  | 0 | 165 | 165 | 2027-02-04 | Scoping | Embedded | NGET | Wind Onshore | a0l4L0000005iUL | PRO-001584
Don Cossack | Don Cossack Ltd | Tynemouth 275kV Substation |  | 0 | 70 | 70 | 2034-06-15 | Scoping | Directly Connected | NGET | Energy Storage System | a0l8e000000f4ne | PRO-003875
Dorenell Battery | CHRISTOPHER MORAN ENERGY LIMITED | Dorenell BESS 132KV substation |  | 0 | 37.5 | 37.5 | 2023-10-31 | Scoping | Directly Connected | SHET | Wind Onshore | a0l4L0000005ilv | PRO-000427
Dorenell Windfarm | DORENELL WINDFARM LIMITED | Dorenell 132/33kV Substation |  | 177 | 0 | 177 |  | Built | Directly Connected | SHET | Wind Onshore | a0l4L0000005ipK | PRO-000522
Dorenell Windfarm Extension | DORENELL WINDFARM EXTENSION LIMITED | Blackhillock 400kV Substation |  | 0 | 610 | 610 | 2033-10-31 | Scoping | Directly Connected | SHET | Wind Onshore | a0l4L0000005iuP | PRO-002415
Douglas West | DOUGLAS WEST WIND FARM LTD | Coalburn 132/33kV Substation |  | 45 | 0 | 45 |  | Built | Directly Connected | SPT | Wind Onshore | a0l4L0000005inr | PRO-000128
Douglas West Extension | DOUGLAS WEST EXTENSION LTD | Douglas West Extension Windfarm |  | 0 | 60 | 60 | 2024-07-31 | Consents Approved | Directly Connected | SPT | Wind Onshore | a0l4L0000005ixI | PRO-000422
Dowlais | VIRIDIS 178 LIMITED | Upperboat 132kV Substation |  | 21 | 0 | 21 |  | Built | Embedded | NGET | Thermal | a0l4L0000005iSy | PRO-000948
Downiebrae BESS | DOWNIEBRAE BESS LTD | DALMARNOCK 132 kV |  | 0 | 150 | 150 | 2028-04-30 | Scoping | Directly Connected | SPT | Energy Storage System | a0l8e000000TPE0 | PRO-003208
Drakelow | ENSO GREEN HOLDINGS LIMITED | Drakelow 400kV Substation |  | 0 | 57 | 57 | 2024-10-31 | Scoping | Directly Connected | NGET | Energy Storage System; PV Array (Photo Voltaic/solar) | a0l4L0000005iwy | PRO-000428
Drakelow BESS | HARMONY ENERGY LIMITED | Drakelow 132kV |  | 0 | 200 | 200 | 2029-10-30 | Scoping | Directly Connected | NGET | Energy Storage System | a0l4L0000005ib8 | PRO-002033
Drakelow Green Energy Centre | DRAKELOW GREEN ENERGY LIMITED | Drakelow 400kV Substation | 1 | 0 | 400 | 400 | 2026-10-30 | Awaiting Consents | Directly Connected | NGET | Energy Storage System; PV Array (Photo Voltaic/solar) | a0l4L0000005ieq | PRO-001693-1
|  | Drakelow 400kV Substation | 2 | 0 | 625 | 1025 | 2029-10-30 | Awaiting Consents | Directly Connected | NGET | Energy Storage System; PV Array (Photo Voltaic/solar) | a0l4L0000005ieq | PRO-001693-2
Drax | ENSO GREEN HOLDINGS D LIMITED | Drax 400kV Substation |  | 0 | 190 | 190 | 2025-06-30 | Scoping | Directly Connected | NGET | Energy Storage System | a0l4L0000005ixO | PRO-001355
Drax (Biomass) | DRAX POWER LIMITED | Drax 400kV Substation |  | 1905 | 0 | 1905 |  | Built | Directly Connected | NGET | Biomass | a0l4L0000005ixU | PRO-000129
Drax (Coal) | DRAX POWER LIMITED | Drax 400kV Substation |  | 2001 | 0 | 2001 |  | Built | Directly Connected | NGET | Coal | a0l4L0000005ixV | PRO-000130
Drax Solar | East Yorkshire Solar Farm Limited | Drax 400kV Substation |  | 0 | 400 | 400 | 2029-09-30 | Scoping | Embedded | NGET | PV Array (Photo Voltaic/solar) | a0l4L0000005iUE | PRO-001759
Drongan Battery Storage | Drongan Battery Storage Ltd | Coylton 132/33kV Substation |  | 0 | 100 | 100 | 2026-10-20 | Scoping | Directly Connected | SPT | Demand; Energy Storage System | a0l4L0000005ika | PRO-002287
Druim Leathann BEGA | DRUIM LEATHANN WINDFARM LIMITED | Stornoway GSP |  | 0 | 49.7 | 49.7 | 2027-03-31 | Scoping | Embedded | SHET | Wind Onshore | a0l4L0000005iSX | PRO-000966
Drumfad Battery Storage System | EKU ENERGY FAUNE PROJECTS (UK) LIMITED | Helensburgh 33kV Substation |  | 0 | 39.9 | 39.9 | 2027-10-31 | Scoping | Embedded | SPT | Energy Storage System | a0l4L0000005iUg | PRO-002419
Drum Farm Energy Storage Facility | Renewable Energy Systems Limited | Keith GSP |  | 0 | 49.9 | 49.9 | 2028-10-31 | Scoping | Embedded | SHET | Energy Storage System | a0l4L0000005iUA | PRO-001726
Drumlithie Battery Storage | DRUMLITHIE BATTERY LIMITED | Fetteresso GSP |  | 0 | 49.9 | 49.9 | 2028-10-31 | Scoping | Embedded | SHET | Energy Storage System | a0l4L0000005iUU | PRO-002299
Drummarnock Wind Farm | Drummarnock Wind Farm Limited | Bonnybridge GSP |  | 0 | 30 | 30 | 2026-10-01 | Scoping | Embedded | SPT | Wind Onshore | a0l4L0000005iWa | PRO-001912
Drum of Clunas Wind and Solar Park | BROADHAVEN DISTRIBUTION LTD | Drum of Clunas 275kV |  | 0 | 150 | 150 | 2031-10-31 | Scoping | Directly Connected | SHET | Energy Storage System; PV Array (Photo Voltaic/solar) | a0l8e000000f6J0 | PRO-003970
Drumore Farm | HYDROCK CONSULTANTS LIMITED | Alness 132/33kV Substation |  | 0 | 49.9 | 49.9 | 2030-10-31 | Scoping | Embedded | SHET | Energy Storage System | a0l4L0000005iWt | PRO-002397
Dudgeon Offshore Wind Farm | DUDGEON OFFSHORE WIND LIMITED | Necton 400kV Substation |  | 400 | 0 | 400 |  | Built | Directly Connected | NGET | Wind Offshore | a0l4L0000005ioF | PRO-000132
Dunach Wind Farm | Galileo Empower UK Limited | Taynuilt GSP |  | 0 | 100.8 | 100.8 | 2034-10-31 | Scoping | Directly Connected | SHET | Wind Onshore | a0l8e0000010wf7 | PRO-002754
Dunclent Battery Storage | Firma Vogt Solar Ltd | Dunclent 400kV |  | 0 | 400 | 400 | 2030-10-31 | Scoping | Directly Connected | NGET | Energy Storage System | a0l8e0000010wlt | PRO-002827
Dungeness B | EDF ENERGY NUCLEAR GENERATION LIMITED | Dungeness 275kV Substation |  | 1120 | 0 | 1120 |  | Built | Directly Connected | NGET | Nuclear | a0l4L0000005ioG | PRO-000133
Dungeness Energy Park | LOW CARBON SOLAR PARK 14 LIMITED | Newchurch 400kV Substation |  | 0 | 500 | 500 | 2031-10-31 | Scoping | Directly Connected | NGET | Energy Storage System; PV Array (Photo Voltaic/solar) | a0l4L0000005iZR | PRO-001986
Dunlaw Extension | SCOTTISHPOWER RENEWABLES (UK) LIMITED | Dunlaw Extension 132kV Substation |  | 29.75 | 0 | 29.75 |  | Built | Directly Connected | SPT | Wind Onshore | a0l4L0000005imY | PRO-000061
Dunmaglass Wind Farm | DUNMAGLASS WIND FARM LIMITED | Dunmaglass 132kV Substation |  | 94 | 0 | 94 |  | Built | Directly Connected | SHET | Wind Onshore | a0l4L0000005imk | PRO-000076
Dunstable | Connectid 9 Limited | Dunstable 400kV Substation |  | 0 | 600 | 600 | 2032-10-31 | Scoping | Directly Connected | NGET | Demand; Energy Storage System; PV Array (Photo Voltaic/solar); Reactive Compensation | a0l8e000000TPRe | PRO-003418
Earba PSH | GILKES ENERGY LIMITED | Earba PSH Powerhouse Substation |  | 0 | 900 | 900 | 2029-10-31 | Scoping | Directly Connected | SHET | Pump Storage | a0l4L0000005iu7 | PRO-002150
Earl Shilton BESS | Exagen Development Limited | Earl Shilton 275kV |  | 0 | 500 | 500 | 2029-10-26 | Scoping | Directly Connected | NGET | Energy Storage System | a0l4L0000005iYV | PRO-001950
Earraghail Renewable Energy Development (formerly Skipness & Corranbuie) | SCOTTISHPOWER RENEWABLES (UK) LIMITED | Earraghail 275/33KV Substation |  | 0 | 105 | 105 | 2029-05-30 | Scoping | Directly Connected | SHET | Wind Onshore | a0l4L0000005ieP | PRO-001139
East Anglia One | EAST ANGLIA ONE LIMITED | Platform EA One 220/66kV Offshore Substation |  | 680 | 0 | 680 |  | Built | Directly Connected | NGET | Wind Offshore | a0l4L0000005irM | PRO-000268
East Anglia One North | EAST ANGLIA ONE LIMITED | EA1N 275/66kV Offshore Platform |  | 0 | 860 | 860 | 2026-03-31 | Awaiting Consents | Directly Connected | NGET | Wind Offshore | a0l4L0000005irN | PRO-000269
East Anglia Three | EAST ANGLIA THREE LIMITED | East Anglia Project Three Offshore Platform | 1 | 0 | 1200 | 1200 | 2026-01-31 | Consents Approved | Directly Connected | NGET | Wind Offshore | a0l4L0000005irO | PRO-000270-1
|  | East Anglia Project Three Offshore Platform | 2 | 0 | 100 | 1300 | 2028-12-31 | Consents Approved | Directly Connected | NGET | Wind Offshore | a0l4L0000005irO | PRO-000270-2
East Anglia Two | EAST ANGLIA TWO LIMITED | EA2A and EA2B 275/66kV Offshore Platform |  | 0 | 860 | 860 | 2025-12-31 | Awaiting Consents | Directly Connected | NGET | Wind Offshore | a0l4L0000005ioH | PRO-000134
East Claydon | Rosefield Energyfarm Limited | East Claydon 400kV Substation |  | 0 | 500 | 500 | 2028-10-30 | Awaiting Consents | Directly Connected | NGET | Energy Storage System; PV Array (Photo Voltaic/solar) | a0l4L0000005iwI | PRO-001044
East Claydon Green Energy Centre | INNOVA RENEWABLES LIMITED | East Claydon 400kV Substation |  | 0 | 1025 | 1025 | 2034-10-01 | Awaiting Consents | Directly Connected | NGET | Energy Storage System; PV Array (Photo Voltaic/solar) | a0l4L0000005ivL | PRO-002383
East Claydon Greener Grid Park | STATKRAFT UK LTD | East Claydon 400kV Substation |  | 0 | 650 | 650 | 2036-11-01 | Scoping | Directly Connected | NGET | Energy Storage System | a0l4L0000005iwg | PRO-002314
East Claydon High Impact Green Energy Hub (HIGEH) 1 | TELIS ENERGY UK LIMITED | East Claydon 400kV Substation |  | 0 | 1000 | 1000 | 2034-10-31 | Scoping | Directly Connected | NGET | Energy Storage System; Nuclear; PV Array (Photo Voltaic/solar); Reactive Compensation; Wind Onshore | a0l8e0000010wW3 | PRO-002652
East Claydon Solar PV | STATERA ENERGY LIMITED | East Claydon 400kV Substation |  | 0 | 500 | 500 | 2026-10-01 | Scoping | Directly Connected | NGET | PV Array (Photo Voltaic/solar) | a0l4L0000005ivt | PRO-001573
East Pit | CS UK HOLDINGS III LIMITED | Rhigos 400kV Substation |  | 0 | 750 | 750 | 2037-10-15 | Scoping | Directly Connected | NGET | Energy Storage System; PV Array (Photo Voltaic/solar) | a0l8e0000010wdf | PRO-002736
Eaton Socon High Impact Green Energy Hub (HIGEH) 1 | TELIS ENERGY UK LIMITED | Eaton Socon 400kV Substation |  | 0 | 1000 | 1000 | 2033-10-30 | Awaiting Consents | Directly Connected | NGET | Energy Storage System; Nuclear; PV Array (Photo Voltaic/solar); Wind Onshore | a0l8e0000010wWN | PRO-002656
Eaton Socon PV Storage | CSE37 Limited | Eaton Socon 400kV Substation |  | 0 | 49.9 | 49.9 | 2029-10-30 | Scoping | Directly Connected | NGET | Energy Storage System; PV Array (Photo Voltaic/solar) | a0l4L0000005ivc | PRO-002218
Eaton Socon Solar | RNA-ENERGY LTD | Eaton Socon 400kV Substation |  | 0 | 500 | 500 | 2028-10-31 | Scoping | Directly Connected | NGET | Energy Storage System; PV Array (Photo Voltaic/solar) | a0l4L0000005ifs | PRO-001513
Eccles BESS | WEAVER POWER LIMITED | Eccles 400kV Substation |  | 0 | 500 | 500 | 2026-04-12 | Scoping | Directly Connected | SPT | Energy Storage System | a0l4L0000005idE | PRO-001470
EcoGrainWest | Econergy International Limited | Grain West 400kV Substation |  | 0 | 249 | 249 | 2029-12-31 | Awaiting Consents | Directly Connected | NGET | Energy Storage System; PV Array (Photo Voltaic/solar) | a0l4L0000005iuG | PRO-002223
EcoGrimsbyWest | Econergy International Limited | Grimsby West 400kV Substation |  | 0 | 249 | 249 | 2031-10-30 | Scoping | Directly Connected | NGET | Energy Storage System; PV Array (Photo Voltaic/solar) | a0l4L0000005iv5 | PRO-002251
EcoKincardine | Econergy International Limited | Kincardine North 400kV Substation |  | 0 | 249 | 249 | 2028-07-31 | Scoping | Directly Connected | SPT | Energy Storage System; PV Array (Photo Voltaic/solar) | a0l8e0000011yxG | PRO-003557
EcoLovedean | Econergy International Limited | Lovedean 400kV Substation |  | 0 | 249 | 249 | 2031-03-31 | Scoping | Directly Connected | NGET | Energy Storage System | a0l4L0000005iu2 | PRO-002230
EcoMablethorpe | Econergy International Limited | Mablethorpe 400kV Substation |  | 0 | 249 | 249 | 2034-08-30 | Scoping | Directly Connected | NGET | Energy Storage System; PV Array (Photo Voltaic/solar) | a0l8e0000010wPH | PRO-002583
EcoStocksbridge | Econergy International Limited | Stocksbridge 400kV Substation |  | 0 | 249 | 249 | 2036-10-30 | Scoping | Directly Connected | NGET | Energy Storage System; PV Array (Photo Voltaic/solar) | a0l8e000000ez6u | PRO-003789
EcoUskmouth | Econergy International Limited | Uskmouth 275kV Substation |  | 0 | 249 | 249 | 2029-06-14 | Scoping | Directly Connected | NGET | Energy Storage System | a0l4L0000005ic0 | PRO-002052
EcoWymondley | Econergy International Limited | Wymondley 400kV Substation |  | 0 | 249 | 249 | 2033-10-30 | Scoping | Directly Connected | NGET | Energy Storage System; PV Array (Photo Voltaic/solar) | a0l4L0000005j9s | PRO-002529
EcoYaxley1 | Econergy International Limited | Yaxley 400kV Substation |  | 0 | 249 | 249 | 2030-12-30 | Scoping | Directly Connected | NGET | Energy Storage System; PV Array (Photo Voltaic/solar) | a0l4L0000005ic1 | PRO-002053
Edinbane Windfarm | VATTENFALL WIND POWER LTD | Edinbane GSP | 1 | 41.4 | 0 | 41.4 |  | Built | Directly Connected | SHET | Energy Storage System; Wind Onshore | a0l4L0000005ioI | PRO-000135-1
|  | Edinbane GSP | 2 | 0 | 48.6 | 90 | 2030-01-01 | Scoping | Directly Connected | SHET | Energy Storage System; Wind Onshore | a0l4L0000005ioI | PRO-000135-2
Eggborough | SSE UTILITY SOLUTIONS LIMITED | Eggborough 400kV Substation |  | 0 | 550 | 550 | 2032-06-16 | Scoping | Directly Connected | NGET | Energy Storage System; PV Array (Photo Voltaic/solar) | a0l4L0000005ibx | PRO-002049
Eggborough CCGT and BESS | EGGBOROUGH POWER LIMITED | Eggborough 400kV Substation |  | 0 | 2450 | 2450 | 2026-10-01 | Awaiting Consents | Directly Connected | NGET | CCGT (Combined Cycle Gas Turbine); Energy Storage System; OCGT (Open Cycle Gas Turbine) | a0l4L0000005ikt | PRO-000136
Eggborough PV & BESS Sub | O&G Solar (SPV 47) Limited | Eggborough 400kV Substation |  | 0 | 249.9 | 249.9 | 2033-10-28 | Scoping | Directly Connected | NGET | Energy Storage System; PV Array (Photo Voltaic/solar) | a0l8e0000010wQt | PRO-002597
Elchies Wind Farm | ELCHIES WIND LIMITED | Elchies 132/33kV Substation |  | 0 | 99 | 99 | 2027-06-30 | Scoping | Directly Connected | SHET | Wind Onshore | a0l4L0000005ixh | PRO-000151
Elgin BESS | GPC 612 Ltd | Elgin GSP |  | 0 | 30 | 30 | 2028-10-31 | Scoping | Embedded | SHET | Energy Storage System | a0l8e0000010wVt | PRO-002650
Elland BESS | O&G Solar (SPV 39) Limited | Elland 132kV Substation |  | 0 | 99.9 | 99.9 | 2036-10-30 | Scoping | Directly Connected | NGET | Energy Storage System | a0l8e000000f4nA | PRO-003870
| Pulse Clean Energy Limited | Elland 275kV Substation |  | 0 | 249 | 249 | 2037-10-31 | Scoping | Directly Connected | NGET | Energy Storage System | a0l8e0000011xZ7 | PRO-003465
Elmya Braybrooke BESS | ELMYA ENERGY UK 6 LIMITED | Braybrooke 400kV Substation |  | 0 | 252 | 252 | 2031-10-31 | Awaiting Consents | Directly Connected | NGET | Energy Storage System | a0l4L0000005ikb | PRO-002427
Elmya Grange Road | ELMYA ENERGY UK 3 LIMITED | Elmya Grange 400kV |  | 0 | 300 | 300 | 2031-10-30 | Awaiting Consents | Directly Connected | NGET | Energy Storage System; PV Array (Photo Voltaic/solar) | a0l4L0000005il8 | PRO-002340
Elmya Hunterston | ELMYA ENERGY UK 2 LIMITED | Hunterston 400kV Substation |  | 0 | 400 | 400 | 2029-10-09 | Awaiting Consents | Directly Connected | SPT | Energy Storage System | a0l8e000000TPBV | PRO-003182
Elmya Melbourne BESS | ELMYA ENERGY UK 5 LIMITED | Thornton 400kV Substation |  | 0 | 300 | 300 | 2033-10-28 | Awaiting Consents | Directly Connected | NGET | Energy Storage System | a0l4L0000005iyl | PRO-002424
ELMYA REDNAL | ELMYA ENERGY UK 9 LIMITED | Ironbridge 400kV Substation |  | 0 | 300 | 300 | 2034-10-30 | Awaiting Consents | Directly Connected | NGET | Energy Storage System | a0l4L0000005j9Y | PRO-002526
Elstree (tertiary) | ELSTREE GREEN LIMITED | Elstree 275kV Substation | 1 | 0 | 49.9 | 49.9 | 2025-10-31 | Scoping | Directly Connected | NGET | Energy Storage System; PV Array (Photo Voltaic/solar) | a0l4L0000005iMT | PRO-000400-1
|  | Elstree 275kV Substation | 2 | 0 | 7.1 | 57 | 2027-10-31 | Scoping | Directly Connected | NGET | Energy Storage System; PV Array (Photo Voltaic/solar) | a0l4L0000005iMT | PRO-000400-2
Elstree 400MW BESS | Hilfield Energy Limited | Elstree 400kV Substation |  | 0 | 400 | 400 | 2029-10-31 | Scoping | Directly Connected | NGET | Energy Storage System | a0l4L0000005itW | PRO-002169
Elstree Energy Storage | Penso Power Limited | Elstree 132kV Substation |  | 0 | 170 | 170 | 2029-10-01 | Scoping | Directly Connected | NGET | Energy Storage System | a0l8e000000TPDl | PRO-003205
Elvanfoot (25MW) Energy Storage | ELVANFOOT ENERGY STORAGE LIMITED | Elvanfoot 275/132/33kV |  | 0 | 25 | 25 | 2029-10-26 | Scoping | Directly Connected | SPT | Energy Storage System | a0l8e000000TPNH | PRO-003278
Elvanfoot (50MW) Energy Storage | ELVANFOOT ENERGY STORAGE LIMITED | Elvanfoot 275/132/33kV |  | 0 | 50 | 50 | 2029-10-26 | Scoping | Directly Connected | SPT | Energy Storage System | a0l8e000000TPNM | PRO-003279
Elvanfoot (9.8 MW) Energy Storage | ELVANFOOT ENERGY STORAGE LIMITED | Elvanfoot 132kV/33kV Substation |  | 0 | 9.8 | 9.8 | 2024-12-06 | Scoping | Directly Connected | SPT | Energy Storage System | a0l4L0000005igK | PRO-001721
Enderby (Akira) | ENDERBY BATTERY STORAGE LIMITED | Enderby 400kV Substation |  | 0 | 57 | 57 | 2023-08-31 | Consents Approved | Directly Connected | NGET | Energy Storage System | a0l4L0000005ilw | PRO-000426
Enderby BESS | O&G Solar (SPV 41) Limited | Earl Shilton 400kV Substation |  | 0 | 249.9 | 249.9 | 2033-11-30 | Scoping | Directly Connected | NGET | Energy Storage System; PV Array (Photo Voltaic/solar) | a0l8e000000f4nK | PRO-003872
Enderby Farm | 548 UK INVESTMENT HOLDINGS LIMITED | Enderby 400kV Substation |  | 0 | 200 | 200 | 2034-10-31 | Scoping | Directly Connected | NGET | Energy Storage System; PV Array (Photo Voltaic/solar) | a0l8e0000010wYs | PRO-002682
Enderby Farm 2 | 548 UK INVESTMENT HOLDINGS LIMITED | Earl Shilton 400kV Substation |  | 0 | 700 | 700 | 2034-10-31 | Scoping | Directly Connected | NGET | Energy Storage System; PV Array (Photo Voltaic/solar) | a0l8e0000010weE | PRO-002743
Enderby Green Energy Centre | INNOVA RENEWABLES LIMITED | Enderby 400kV Substation |  | 0 | 1025 | 1025 | 2028-10-30 | Awaiting Consents | Directly Connected | NGET | Energy Storage System; PV Array (Photo Voltaic/solar) | a0l4L0000005itg | PRO-002177
Enderby Tertiary | CLUMP FARM SOLAR LIMITED | Enderby 400kV Substation |  | 0 | 57 | 57 | 2024-05-01 | Scoping | Directly Connected | NGET | Thermal | a0l4L0000005izz | PRO-000430
Energy Isles | ENERGY ISLES SHETLAND LIMITED | Energy Isles 132kV Substation |  | 0 | 120.3 | 120.3 | 2027-04-01 | Awaiting Consents | Directly Connected | SHET | Wind Onshore | a0l4L0000005imt | PRO-000447
Enfield | UNIPER UK LIMITED | Brimsdown 132kV Substation |  | 442 | 0 | 442 |  | Built | Directly Connected | NGET | CCGT (Combined Cycle Gas Turbine) | a0l4L0000005ioS | PRO-000147
Enoch Hill | RWE RENEWABLES UK ONSHORE WIND LIMITED | Enoch Hill 132/33kV Substation |  | 0 | 69 | 69 | 2023-05-30 | Scoping | Directly Connected | SPT | Wind Onshore | a0l4L0000005iom | PRO-000152
EOLFI Offshore | EOLFI SAS | Eolfi Offshore Substation |  | 0 | 3000 | 3000 | 2033-10-31 | Scoping | Directly Connected | SHET | Wind Offshore | a0l4L0000005ihF | PRO-001538
EPL Somerset | EPL NEWCO8 LIMITED | Taunton 400kV Substation |  | 0 | 480 | 480 | 2037-10-31 | Scoping | Directly Connected | NGET | Energy Storage System; PV Array (Photo Voltaic/solar) | a0l8e000000f4yA | PRO-003905
EPL Suffolk | EPL NEWCO9 LIMITED | Norwich Main 400kV Substation |  | 0 | 480 | 480 | 2032-10-31 | Scoping | Directly Connected | NGET | Energy Storage System; PV Array (Photo Voltaic/solar) | a0l8e000000f5BY | PRO-003916
Eppynt Common | GARREG FAWR ENERGY PARK LIMITED | Pont Abraham GSP |  | 0 | 189.5 | 189.5 | 2026-10-31 | Scoping | Embedded | NGET | Wind Onshore | a0l4L0000005iQQ | PRO-001882
Equinor Celtic Sea 1 | EQUINOR NEW ENERGY LIMITED | Alverdiscott 400kV Substation |  | 0 | 1000 | 1000 | 2036-12-06 | Scoping | Directly Connected | NGET | Demand; Energy Storage System; Wind Offshore | a0l8e000000f8QC | PRO-004037
Equinor Celtic Sea 2 | EQUINOR NEW ENERGY LIMITED | Alverdiscott 400kV Substation |  | 0 | 1000 | 1000 | 2036-12-06 | Scoping | Directly Connected | NGET | Demand; Energy Storage System; Wind Offshore | a0l8e000000f8QH | PRO-004038
ER BBR Energy | ER PROJECT DEVELOPMENT CO LIMITED | ER BBR Energy 132kV Substation |  | 0 | 50 | 50 | 2029-10-30 | Scoping | Directly Connected | SPT | Energy Storage System; PV Array (Photo Voltaic/solar) | a0l8e0000011yBv | PRO-003508
ER BR Energy | ER PROJECT DEVELOPMENT CO LIMITED | Tween Bridge 400kV |  | 0 | 1000 | 1000 | 2035-10-30 | Scoping | Directly Connected | NGET | Energy Storage System; PV Array (Photo Voltaic/solar); Wind Onshore | a0l8e000000exST | PRO-003724
Erebus | BLUE GEM WIND LIMITED | Pembroke 132kV Substation |  | 0 | 91 | 91 | 2026-11-02 | Scoping | Directly Connected | NGET | Wind Offshore | a0l4L0000005inx | PRO-000471
Eredine Wind Farm | RWE RENEWABLES UK ONSHORE WIND LIMITED | An Suidhe 275/33kV |  | 0 | 105 | 105 | 2030-10-31 | Scoping | Directly Connected | SHET | Wind Onshore | a0l4L0000005ia2 | PRO-002005
ER HTP Energy | ER PROJECT DEVELOPMENT CO LIMITED | Hawthorn Pit 400kV Substation |  | 0 | 57 | 57 | 2034-06-30 | Scoping | Directly Connected | NGET | Energy Storage System; PV Array (Photo Voltaic/solar) | a0l8e000000exSJ | PRO-003722
ER LBR Energy | ER PROJECT DEVELOPMENT CO LIMITED | Littlebrook 400kV Substation |  | 0 | 57 | 57 | 2029-10-17 | Scoping | Directly Connected | NGET | Energy Storage System; PV Array (Photo Voltaic/solar) | a0l8e000000exSO | PRO-003723
ER LIL Energy | ER PROJECT DEVELOPMENT CO LIMITED | Hope 400kV Substation |  | 0 | 1000 | 1000 | 2036-10-31 | Scoping | Directly Connected | NGET | Energy Storage System; PV Array (Photo Voltaic/solar) | a0l8e000000exRz | PRO-003718
ER MSM Energy | ER PROJECT DEVELOPMENT CO LIMITED | ER MSM Energy 132kV Substation |  | 0 | 200 | 200 | 2030-10-31 | Scoping | Directly Connected | SPT | Energy Storage System; PV Array (Photo Voltaic/solar); Wind Onshore | a0l8e0000011xwR | PRO-003480
Errochty | SSE GENERATION LIMITED | Errochty 132kV Substation |  | 75 | 0 | 75 |  | Built | Directly Connected | SHET | Hydro | a0l4L0000005ihI | PRO-001541
ER TWD Energy | ER PROJECT DEVELOPMENT CO LIMITED | Llanteg 400kV Substatio |  | 0 | 700 | 700 | 2037-09-15 | Scoping | Directly Connected | NGET | Energy Storage System; Wind Onshore | a0l8e000000exS4 | PRO-003719
Eskrigg End BESS | Energi Generation 6 Ltd | Hutton 400kV Substation |  | 0 | 249 | 249 | 2037-11-01 | Scoping | Directly Connected | NGET | Energy Storage System | a0l8e0000010wjn | PRO-002804
Essendine | MALLARD PASS SOLAR FARM LIMITED | Ryhall (Network Rail) GSP |  | 0 | 240 | 240 | 2028-01-01 | Scoping | Directly Connected | NGET | PV Array (Photo Voltaic/solar) | a0l4L0000005iNf | PRO-001643
Euchanhead Wind Farm | SCOTTISHPOWER RENEWABLES (UK) LIMITED | Euchanhead 132kV Substation |  | 0 | 112 | 112 | 2027-10-29 | Scoping | Directly Connected | SPT | Wind Onshore | a0l4L0000005ibQ | PRO-001011
Ewe Hill | SCOTTISHPOWER RENEWABLES (UK) LIMITED | Ewe Hill GSP |  | 39 | 0 | 39 |  | Built | Directly Connected | SPT | Wind Onshore | a0l4L0000005iZA | PRO-001368
Ewerby | SSE UTILITY SOLUTIONS LIMITED | Navenby 400kV Substation |  | 0 | 500 | 500 | 2029-10-30 | Scoping | Directly Connected | NGET | Energy Storage System; PV Array (Photo Voltaic/solar) | a0l4L0000005iaD | PRO-002017
Exeter (Tertiary) | PIVOTED POWER LLP | Exeter 400kV Substation |  | 0 | 49.9 | 49.9 | 2025-11-01 | Awaiting Consents | Directly Connected | NGET | Energy Storage System | a0l4L0000005iz7 | PRO-001047
Exeter BESS and PV (Post-Interactivity Revised Offer) | IGP SOLAR 20 LIMITED | Exeter 400kV Substation |  | 0 | 249 | 249 | 2029-12-31 | Scoping | Directly Connected | NGET | Energy Storage System; PV Array (Photo Voltaic/solar) | a0l4L0000005iNp | PRO-001827
Exeter Main | ENSO GREEN HOLDINGS LIMITED | Exeter 400kV Substation |  | 0 | 400 | 400 | 2031-11-24 | Scoping | Directly Connected | NGET | Energy Storage System; PV Array (Photo Voltaic/solar) | a0l4L0000005idf | PRO-002082
Exeter Main Tertiary | EXETER MAIN BATTERY LIMITED | Exeter 400kV Substation |  | 0 | 57 | 57 | 2024-05-01 | Scoping | Directly Connected | NGET | Thermal | a0l4L0000005izU | PRO-000452
Exeter Solar PV & BESS | Exeter Storage Limited | Exeter 400kV Substation |  | 0 | 290 | 290 | 2027-08-31 | Awaiting Consents | Directly Connected | NGET | Energy Storage System; PV Array (Photo Voltaic/solar) | a0l4L0000005ivy | PRO-001666
Eye Grid Services Facility | CONRAD (EYE) LIMITED | Yaxley 400kV Substation |  | 0 | 0 | 0 | 2024-10-31 | Consents Approved | Directly Connected | NGET | Reactive Compensation | a0l8e000000eww9 | PRO-003688
Fairholme BESS | HB411MIN Limited | Minety 400kV Substation |  | 0 | 47.5 | 47.5 | 2025-02-28 | Consents Approved | Directly Connected | NGET | Energy Storage System | a0l4L0000005ixg | PRO-001625
Fallago Rig 2 | EDF ENERGY RENEWABLES LIMITED | Fallago 400kV Substation |  | 0 | 100 | 100 | 2023-10-31 | Awaiting Consents | Directly Connected | SPT | Wind Onshore | a0l4L0000005ipG | PRO-000526
Fallago Rig Wind Farm | FALLAGO RIG WINDFARM LIMITED | Fallago 400kV Substation |  | 144 | 0 | 144 |  | Built | Directly Connected | SPT | Wind Onshore | a0l4L0000005ioo | PRO-000155
Fancott | SSE UTILITY SOLUTIONS LIMITED | Sundon 400kV Substation |  | 0 | 600 | 600 | 2031-10-30 | Scoping | Directly Connected | NGET | Energy Storage System | a0l4L0000005iu4 | PRO-002174
Farnham BESS | Harmony FM Limited | Wrecclesham 33kV |  | 0 | 20 | 20 | 2023-03-01 | Under Construction/Commissioning | Embedded | NGET | Energy Storage System | a0l4L0000005iSK | PRO-001939
Farr Wind Farm - Tomatin | FARR WINDFARM LIMITED | Beauly GSP |  | 92 | 0 | 92 |  | Built | Directly Connected | SHET | Wind Onshore | a0l4L0000005iop | PRO-000156
Fasnakyle G1 & G2 | SSE GENERATION LIMITED | Fasnakyle GSP |  | 46 | 0 | 46 |  | Built | Directly Connected | SHET | Hydro | a0l4L0000005iml | PRO-000077
Fasnakyle G3 & G4 | SSE GENERATION LIMITED | Fasnakyle GSP |  | 30.5 | 0 | 30.5 |  | Built | Embedded | SHET | Hydro | a0l4L0000005iV8 | PRO-000078
Fasque Windfarm | SCOTTISHPOWER RENEWABLES (UK) LIMITED | Fasque Wind Farm 132kV Substation |  | 0 | 90 | 90 | 2028-10-31 | Scoping | Directly Connected | SHET | Wind Onshore | a0l4L0000005ibS | PRO-001009
Fawley CHP | ESSO PETROLEUM COMPANY,LIMITED | Fawley 400kV Substation |  | 158 | 0 | 158 |  | Built | Embedded | NGET | CHP (Combined Heat and Power) | a0l4L0000005iVU | PRO-000157
Faw Side Community Wind Farm | COMMUNITY WINDPOWER LIMITED | Faw Side Community Wind Farm Substation |  | 0 | 250 | 250 | 2025-10-31 | Awaiting Consents | Directly Connected | SPT | Wind Onshore | a0l4L0000005isG | PRO-000297
Fearna PSH | GILKES ENERGY LIMITED | Loch Fearna Pumped Storage 275kV |  | 0 | 900 | 900 | 2035-10-31 | Scoping | Directly Connected | SHET | Pump Storage | a0l8e0000010wgA | PRO-002765
Feckenham | ENSO GREEN HOLDINGS LIMITED | Feckenham 400kV Substation | 1 | 0 | 200 | 200 | 2033-10-31 | Awaiting Consents | Directly Connected | NGET | Energy Storage System; PV Array (Photo Voltaic/solar) | a0l4L0000005ikr | PRO-002189-1
|  | Feckenham 400kV Substation | 2 | 0 | 100 | 300 | 2034-10-31 | Awaiting Consents | Directly Connected | NGET | Energy Storage System; PV Array (Photo Voltaic/solar) | a0l4L0000005ikr | PRO-002189-2
|  | Feckenham 400kV Substation | 3 | 0 | 100 | 400 | 2035-10-31 | Awaiting Consents | Directly Connected | NGET | Energy Storage System; PV Array (Photo Voltaic/solar) | a0l4L0000005ikr | PRO-002189-3
| IGP SOLAR 14 LIMITED | Feckenham 400kV Substation |  | 0 | 500 | 500 | 2029-07-21 | Scoping | Directly Connected | NGET | Energy Storage System; PV Array (Photo Voltaic/solar) | a0l4L0000005iOw | PRO-001600
Feckenham Energy Park | GREEN ENERGY MAB LTD | Feckenham 400kV Substation |  | 0 | 500 | 500 | 2033-10-31 | Scoping | Directly Connected | NGET | Energy Storage System; PV Array (Photo Voltaic/solar) | a0l4L0000005iM7 | PRO-002378
Feckenham Green Energy Centre | INNOVA RENEWABLES LIMITED | Feckenham 400kV Substation |  | 0 | 1025 | 1025 | 2032-10-30 | Scoping | Directly Connected | NGET | Energy Storage System; PV Array (Photo Voltaic/solar) | a0l4L0000005iit | PRO-001767
Feckenham Greener Grid Park | STATKRAFT UK LTD | Feckenham 400kV Substation | 1 | 0 | 12 | 12 | 2023-10-27 | Scoping | Directly Connected | NGET | Energy Storage System; Reactive Compensation | a0l4L0000005ibT | PRO-001008-1
|  | Feckenham 400kV Substation | 2 | 0 | 138 | 150 | 2032-10-31 | Scoping | Directly Connected | NGET | Energy Storage System; Reactive Compensation | a0l4L0000005ibT | PRO-001008-2
Fell Wind Farm | ENERGYFARM UK FELL LLP | Fell Wind Farm 132/33kV Substation |  | 0 | 50 | 50 | 2028-10-30 | Scoping | Directly Connected | SPT | Wind Onshore | a0l4L0000005izP | PRO-001755
Fenwick Solar Project | STARK ENERGY LIMITED | Thorpe Marsh 400kV Substation |  | 0 | 237.5 | 237.5 | 2032-04-16 | Scoping | Directly Connected | NGET | Energy Storage System; PV Array (Photo Voltaic/solar) | a0l4L0000005ix1 | PRO-001915
Ferrybridge B BESS & Solar Substation | O&G Solar (SPV 19) Limited | Ferrybridge B 132kV Substation |  | 0 | 99.9 | 99.9 | 2035-10-24 | Scoping | Directly Connected | NGET | Energy Storage System; PV Array (Photo Voltaic/solar) | a0l4L0000005j8V | PRO-002521
Ferrybridge B - NEL Hunter | Newton Energi Limited | Ferrybridge B GSP |  | 0 | 200 | 200 | 2035-10-31 | Scoping | Embedded | NGET | Energy Storage System | a0l8e000001201H | PRO-003608
Ferrybridge C PV & BESS Substation | O&G Solar (SPV 19) Limited | Ferrybridge C 275kV Substation |  | 0 | 249.9 | 249.9 | 2035-10-24 | Scoping | Directly Connected | NGET | Energy Storage System; PV Array (Photo Voltaic/solar) | a0l8e000000evg6 | PRO-003632
Ferrybridge D | KEADBY GENERATION LIMITED | Ferrybridge C 275kV Substation | 1 | 0 | 310 | 310 | 2028-10-06 | Scoping | Directly Connected | NGET | CCGT (Combined Cycle Gas Turbine); Energy Storage System; OCGT (Open Cycle Gas Turbine) | a0l4L0000005iac | PRO-001020-1
|  | Ferrybridge C 275kV Substation | 2 | 0 | 910 | 1220 | 2030-10-04 | Awaiting Consents | Directly Connected | NGET | CCGT (Combined Cycle Gas Turbine); Energy Storage System; OCGT (Open Cycle Gas Turbine) | a0l4L0000005iac | PRO-001020-2
|  | Ferrybridge C 275kV Substation | 3 | 0 | 600 | 1820 | 2034-06-01 | Awaiting Consents | Directly Connected | NGET | CCGT (Combined Cycle Gas Turbine); Energy Storage System; OCGT (Open Cycle Gas Turbine) | a0l4L0000005iac | PRO-001020-3
Fferm Solar Pentir | LIGHTSOURCE SPV 191 LIMITED | Pentir 400kV Substation |  | 0 | 57 | 57 | 2027-05-01 | Scoping | Directly Connected | NGET | PV Array (Photo Voltaic/solar) | a0l4L0000005ixK | PRO-001049
Ffestiniog | FIRST HYDRO COMPANY | Ffestiniog 275kV Substation |  | 360 | 0 | 360 |  | Built | Directly Connected | NGET | Pump Storage | a0l4L0000005im9 | PRO-000055
Fiddes Battery Storage | FIDDES BATTERY LIMITED | Fiddes GSP |  | 0 | 30 | 30 | 2028-10-31 | Scoping | Embedded | SHET | Energy Storage System | a0l4L0000005iNs | PRO-001831
Fiddlers Ferry BESS | FIDDLERS FERRY LTD | Fiddlers Ferry 275kV Substation |  | 0 | 900 | 900 | 2037-11-30 | Scoping | Directly Connected | NGET | Energy Storage System | a0l8e000000f4xW | PRO-003897
Field Farm | Net Zero One Limited | Stalybridge 400kV Substation |  | 0 | 249.9 | 249.9 | 2030-10-31 | Scoping | Directly Connected | NGET | Energy Storage System | a0l4L0000005iRc | PRO-001924
Fife 2 BESS | CARLTON POWER LIMITED | Westfield GSP |  | 0 | 49.9 | 49.9 | 2028-06-14 | Scoping | Directly Connected | SPT | Energy Storage System | a0l4L0000005iw1 | PRO-002184
Fife Battery Storage | CARLTON POWER LIMITED | Westfield GSP |  | 0 | 200 | 200 | 2031-10-30 | Scoping | Directly Connected | SPT | Energy Storage System | a0l4L0000005iQV | PRO-001888
Fife Energy Centre | CAMBRIDGE POWER LIMITED | Fife Energy Centre 132kV substation |  | 0 | 100 | 100 | 2028-04-28 | Scoping | Directly Connected | SPT | Energy Storage System | a0l4L0000005iPY | PRO-001868
Fife Grid Services | BLUEGRIDPOWER LTD | Fife Grid Services Facility 275kV Substation |  | 0 | 0 | 0 | 2024-04-12 | Scoping | Directly Connected | SPT | Reactive Compensation | a0l4L0000005inR | PRO-000453
Finlarig | SSE GENERATION LIMITED | Finlarig GSP |  | 16.5 | 0 | 16.5 |  | Built | Directly Connected | SHET | Hydro | a0l4L0000005imm | PRO-000079
Five Estuaries Offshore Wind Farm | FIVE ESTUARIES OFFSHORE WIND FARM LIMITED | Five Estuaries 220/66 kV Offshore Substation |  | 0 | 1080 | 1080 | 2030-10-31 | Scoping | Directly Connected | NGET | Wind Offshore | a0l4L0000005izv | PRO-000450
Flash Solar Farm | ELEMENTS GREEN TRENT LTD | Staythorpe 400kV Substation | 1 | 0 | 360 | 360 | 2025-08-01 | Scoping | Directly Connected | NGET | Energy Storage System; PV Array (Photo Voltaic/solar) | a0l4L0000005iNY | PRO-001634-1
|  | Staythorpe 400kV Substation | 2 | 0 | 40 | 400 | 2027-05-01 | Scoping | Directly Connected | NGET | Energy Storage System; PV Array (Photo Voltaic/solar) | a0l4L0000005iNY | PRO-001634-2
|  | Staythorpe 400kV Substation | 3 | 0 | 200 | 600 | 2027-08-01 | Scoping | Directly Connected | NGET | Energy Storage System; PV Array (Photo Voltaic/solar) | a0l4L0000005iNY | PRO-001634-3
|  | Staythorpe 400kV Substation | 4 | 0 | 200 | 800 | 2028-05-01 | Scoping | Directly Connected | NGET | Energy Storage System; PV Array (Photo Voltaic/solar) | a0l4L0000005iNY | PRO-001634-4
Fleet (Tertiary) | CSE23 LIMITED | Fleet 400kV Substation |  | 0 | 47.5 | 47.5 | 2025-10-31 | Scoping | Directly Connected | NGET | PV Array (Photo Voltaic/solar) | a0l4L0000005izA | PRO-001087
Fleet EGH (Tertiary) | ENSO GREEN HOLDINGS LIMITED | Fleet 400kV Substation | 1 | 0 | 49.9 | 49.9 | 2025-10-31 | Awaiting Consents | Directly Connected | NGET | Energy Storage System; PV Array (Photo Voltaic/solar) | a0l4L0000005ipw | PRO-000544-1
|  | Fleet 400kV Substation | 2 | 0 | 7.1 | 57 | 2026-10-31 | Awaiting Consents | Directly Connected | NGET | Energy Storage System; PV Array (Photo Voltaic/solar) | a0l4L0000005ipw | PRO-000544-2
Fleet Farm | BASINGSTOKE EAST 2 RENEWABLES LTD | Fleet 400kV Substation |  | 0 | 200 | 200 | 2038-04-30 | Scoping | Directly Connected | NGET | Energy Storage System; PV Array (Photo Voltaic/solar) | a0l8e0000010wYY | PRO-002678
Fleet Farm 2 | BASINGSTOKE EAST 7 RENEWABLES LTD | Fleet 400kV Substation |  | 0 | 700 | 700 | 2038-06-30 | Scoping | Directly Connected | NGET | Energy Storage System; PV Array (Photo Voltaic/solar) | a0l8e0000010wdu | PRO-002739
Fleet Solar PV | FLEET SOLAR LIMITED | Fleet 400kV Substation |  | 0 | 57 | 57 | 2026-12-13 | Awaiting Consents | Directly Connected | NGET | Energy Storage System; PV Array (Photo Voltaic/solar) | a0l8e0000010wkl | PRO-002814
Fleet Tertiary | FLEET SOLAR LIMITED | Fleet 400kV Substation |  | 0 | 47.5 | 47.5 | 2025-11-30 | Scoping | Directly Connected | NGET | Thermal | a0l4L0000005j00 | PRO-000429
Flemyland Battery Storage | Flemyland Battery Storage Ltd | Kilwinning |  | 0 | 100 | 100 | 2027-10-26 | Scoping | Directly Connected | SPT | Demand; Energy Storage System | a0l4L0000005iyI | PRO-002360
Flooring Porter | Flooring Porter Ltd | Tween Bridge 400kV |  | 0 | 100 | 100 | 2033-11-29 | Scoping | Directly Connected | NGET | Energy Storage System | a0l8e000000f4nf | PRO-003876
Fort Dunlop | WHITETOWER ENERGY LIMITED | Dunlop 132kV Substation |  | 99 | 0 | 99 |  | Built | Embedded | NGET | OCGT (Open Cycle Gas Turbine) | a0l4L0000005iVV | PRO-000160
Foyers | SSE GENERATION LIMITED | Foyers 275kV Substation |  | 300 | 0 | 300 |  | Built | Directly Connected | SHET | Pump Storage | a0l4L0000005imn | PRO-000080
Freasdail | FREASDAIL ENERGY LIMITED | Crossaig 132kV Substation |  | 22.2 | 0 | 22.2 |  | Built | Directly Connected | SHET | Wind Onshore | a0l4L0000005im3 | PRO-000046
Frodsham Solar Park | PEEL NRE DEVELOPMENTS LIMITED | Frodsham 275kV Substation |  | 0 | 100 | 100 | 2026-12-30 | Scoping | Embedded | NGET | PV Array (Photo Voltaic/solar) | a0l4L0000005iSr | PRO-001952
Fron Goch | NANT MITHIL ENERGY PARK LIMITED | Pont Abraham GSP |  | 0 | 252.7 | 252.7 | 2026-10-31 | Scoping | Embedded | NGET | Wind Onshore | a0l4L0000005iie | PRO-001563
Gaerwen Wind Farm | RWE RENEWABLES UK ONSHORE WIND LIMITED | Gwyddelwern 400kV Substation |  | 0 | 67 | 67 | 2027-06-01 | Awaiting Consents | Directly Connected | NGET | Wind Onshore | a0l4L0000005ihP | PRO-001550
Galawhistle Wind Farm | GALAWHISTLE WIND FARM LIMITED | Galawhistle 132/33kV Substation |  | 55.2 | 0 | 55.2 |  | Built | Directly Connected | SPT | Wind Onshore | a0l4L0000005ios | PRO-000161
Gallatown Battery Energy Storage Facility | CESA (KIRKCALDY) LIMITED | Redhouse 132/33kV Substation |  | 0 | 80 | 80 | 2029-10-31 | Scoping | Directly Connected | SPT | Energy Storage System | a0l8e0000010wfC | PRO-002755
Galloper Wind Farm | GALLOPER WIND FARM LIMITED | Galloper North 132/33kV Substation |  | 348 | 0 | 348 |  | Built | Directly Connected | NGET | Wind Offshore | a0l4L0000005iot | PRO-000162
Gallos | Corio Generation Limited | Alverdiscott 400kV Substation |  | 0 | 2000 | 2000 | 2036-12-06 | Scoping | Directly Connected | NGET | Wind Offshore | a0l8e0000010wdV | PRO-002734
Gammidge PV & BESS Park | CS UK HOLDINGS III LIMITED | Grendon 400kV Substation |  | 0 | 40.9 | 40.9 | 2024-10-31 | Scoping | Directly Connected | NGET | Energy Storage System; PV Array (Photo Voltaic/solar) | a0l4L0000005iOt | PRO-001649
Garbet Wind Farm | ENERGYFARM UK GARBET LLP | Keith GSP |  | 0 | 46.2 | 46.2 | 2026-10-31 | Consents Approved | Embedded | SHET | Wind Onshore | a0l4L0000005iXV | PRO-001813
Garn Fach Wind Farm | EDF ENERGY RENEWABLES LIMITED |  |  | 0 | 110 | 110 | 2032-05-01 | Scoping | Directly Connected | NGET | Wind Onshore | a0l4L0000005iv1 | PRO-001157
Gartclash Farm BESS | BOOM DEVELOPMENTS LTD | Denny GSP |  | 0 | 200 | 200 | 2027-10-29 | Scoping | Directly Connected | SPT | Energy Storage System | a0l8e000000exYN | PRO-003736
Garvary Wind Farm | GARVARY WIND FARM LTD |  |  | 0 | 222 | 222 | 2028-06-30 | Scoping | Directly Connected | SHET | Wind Onshore | a0l4L0000005iyq | PRO-001927
Gastard BESS | SIRIUSECODEV (GASTARD) LTD | Melksham B 132KV Substation |  | 0 | 200 | 200 | 2037-10-31 | Scoping | Directly Connected | NGET | Energy Storage System | a0l8e0000011yrP | PRO-003552
Gateway Energy Centre Power Station | GATEWAY ENERGY CENTRE LIMITED | Coryton South 400kV Substation | 1 | 0 | 450 | 450 | 2025-09-30 | Consents Approved | Directly Connected | NGET | Energy Storage System | a0l4L0000005im2 | PRO-000045-1
|  | Coryton South 400kV Substation | 2 | 0 | 550 | 1000 | 2029-10-30 | Consents Approved | Directly Connected | NGET | Energy Storage System | a0l4L0000005im2 | PRO-000045-2
Gatroben Offshore Wind Farm | GATROBEN OFFSHORE DEVELOPMENTS 2 LIMITED | Gatroben Offshore Substation |  | 0 | 1320 | 1320 | 2031-10-31 | Scoping | Directly Connected | NGET | Wind Offshore | a0l4L0000005idW | PRO-001675
GF Upper Boat | PULSE CLEAN ENERGY SPV FRANKLIN LIMITED | Upper Boat 275kV Substation | 1 | 0 | 0 | 0 | 2025-05-31 | Scoping | Directly Connected | NGET | Energy Storage System; Reactive Compensation | a0l8e0000011zBp | PRO-003568-1
|  | Upper Boat 275kV Substation | 2 | 0 | 0 | 0 | 2025-10-31 | Scoping | Directly Connected | NGET | Energy Storage System; Reactive Compensation | a0l8e0000011zBp | PRO-003568-2
|  | Upper Boat 275kV Substation | 3 | 0 | 200 | 200 | 2028-10-31 | Scoping | Directly Connected | NGET | Energy Storage System; Reactive Compensation | a0l8e0000011zBp | PRO-003568-3
GH DEVCO Gretna Green BESS | Gresham House Devco Pipeline Limited | Gretna Green 132 kV Substation |  | 0 | 56 | 56 | 2032-10-30 | Scoping | Directly Connected | SPT | Energy Storage System | a0l8e0000010xik | PRO-003096
GH DEVCO Kincardine BESS | Gresham House Devco Pipeline Limited | Kincardine GSP |  | 0 | 42 | 42 | 2028-12-01 | Scoping | Directly Connected | SPT | Energy Storage System | a0l8e000000TPAm | PRO-003173
Giants Burn Wind Farm | STATKRAFT UK LTD | Dunoon GSP |  | 0 | 44 | 44 | 2030-05-31 | Scoping | Embedded | SHET | Wind Onshore | a0l4L0000005iWy | PRO-002232
Glanford | EPR GLANFORD LIMITED | Keadby GSP |  | 15 | 0 | 15 |  | Built | Embedded | NGET | Biomass | a0l4L0000005iVW | PRO-000164
Glasgow Road 40MW BESS | GPC 1137 LTD | Giffnock GSP |  | 0 | 40 | 40 | 2028-10-31 | Scoping | Embedded | SPT | Energy Storage System | a0l8e0000011z3P | PRO-003566
Gleann Eoghainn | RENANTIS UK LIMITED | Dunvegan GSP |  | 0 | 25 | 25 | 2027-10-31 | Scoping | Embedded | SHET | Wind Onshore | a0l4L0000005iQ5 | PRO-001275
Glen App Windfarm | SCOTTISHPOWER RENEWABLES (UK) LIMITED | Glen App and Loch Ree 132/33kV Substation |  | 32.2 | 0 | 32.2 |  | Built | Directly Connected | SPT | Wind Onshore | a0l4L0000005ima | PRO-000063
Glencassley Wind Farm | SSE RENEWABLES SERVICES (UK) LIMITED | Shin GSP |  | 0 | 65 | 65 | 2026-10-31 | Awaiting Consents | Embedded | SHET | Wind Onshore | a0l4L0000005iVe | PRO-000188
Glenchamber Wind Farm | GLENCHAMBER WIND ENERGY LIMITED | Glenluce GSP |  | 27.5 | 0 | 27.5 |  | Built | Embedded | SPT | Wind Onshore | a0l4L0000005iV2 | PRO-000043
Glendoe | SSE GENERATION LIMITED | Fort Augustus GSP |  | 99.9 | 0 | 99.9 |  | Built | Directly Connected | SHET | Hydro | a0l4L0000005imo | PRO-000081
Glendye Wind Farm | GLENDYE WIND FARM LIMITED | Glendye Wind Farm Substation |  | 0 | 156 | 156 | 2028-10-31 | Scoping | Directly Connected | SHET | Wind Onshore | a0l4L0000005iyy | PRO-001389
Glen Kyllachy Wind Farm | GLEN KYLLACHY WIND FARM LIMITED | Glen Kyllachy Wind Farm Substation |  | 48.5 | 0 | 48.5 |  | Built | Directly Connected | SHET | Wind Onshore | a0l4L0000005iov | PRO-000165
Glenmoriston (part of the Moriston Cascade) | SSE GENERATION LIMITED | Glenmoriston GSP |  | 40 | 0 | 40 |  | Built | Directly Connected | SHET | Hydro | a0l4L0000005imq | PRO-000083
Glenmuckloch Pumped Storage | GLENMUCKLOCH PUMPED STORAGE HYDRO LIMITED | Glenmuckloch 132kV Substation |  | 0 | 210 | 210 | 2027-06-30 | Consents Approved | Directly Connected | SPT | Pump Storage | a0l4L0000005isI | PRO-000299
Glenmuckloch Wind Farm | GLENMUCKLOCH RENEWABLE ENERGY LIMITED | Glenmuckloch 132kV Substation |  | 0 | 33.6 | 33.6 | 2026-10-30 | Awaiting Consents | Directly Connected | SPT | Wind Onshore | a0l4L0000005iwR | PRO-000300
Glenrossal Wind Farm | ALLT AN TUIR RENEWABLE ENERGY PARK LIMITED | Shin GSP |  | 0 | 50 | 50 | 2027-09-30 | Scoping | Embedded | SHET | Wind Onshore | a0l4L0000005iNj | PRO-001819
Glenrothes BESS | GLENROTHES BESS LTD | Glenrothes 275/33kV |  | 0 | 46 | 46 | 2025-10-30 | Scoping | Embedded | SPT | Energy Storage System | a0l4L0000005iTw | PRO-002089
Glenshimmeroch Windfarm | ENERGYFARM UK GLENSHIMMEROCH LLP | Quantans Hill 132kV |  | 0 | 50 | 50 | 2027-08-26 | Consents Approved | Directly Connected | SPT | Wind Onshore | a0l4L0000005in1 | PRO-000440
Glenside Farm BESS | GPC 1211 Ltd | Denny GSP |  | 0 | 400 | 400 | 2028-05-31 | Scoping | Directly Connected | SPT | Energy Storage System | a0l8e0000012eVg | PRO-004368
Glens of Foudland Wind (SRO) | GLENS OF FOUDLAND WIND FARM LIMITED | Keith GSP |  | 26 | 0 | 26 |  | Built | Embedded | SHET | Wind Onshore | a0l4L0000005iVz | PRO-000258
Glentaggart 42MW BESS | GLENTAGGART WIND LIMITED | Glentaggart WF 33kV Substation |  | 0 | 42 | 42 | 2027-10-31 | Scoping | Directly Connected | SPT | Wind Onshore | a0l4L0000005ik6 | PRO-001595
Glentarken Wind Farm | SSE RENEWABLES SERVICES (UK) LIMITED | Killin GSP |  | 0 | 104 | 104 | 2031-11-30 | Scoping | Directly Connected | SHET | Wind Onshore | a0l8e00000120Nh | PRO-003627
Glen Ullinish Extension | GLEN ULLINISH WF 2 LTD | Glen Ullinish Extension 132/33kV Substation |  | 0 | 240 | 240 | 2027-04-01 | Scoping | Directly Connected | SHET | Wind Onshore | a0l4L0000005iYi | PRO-001346
Glen Ullinish Wind Farm | GLEN ULLINISH WF LIMITED | Glen Ullinish 132/33kV Substation |  | 0 | 49.9 | 49.9 | 2026-10-31 | Consents Approved | Directly Connected | SHET | Wind Onshore | a0l4L0000005isH | PRO-000298
Goole Fields Wind Farm | RWE RENEWABLES UK SWINDON LIMITED |  |  | 32 | 0 | 32 |  | Built | Embedded | NGET | Wind Onshore | a0l4L0000005iVX | PRO-000166
Gordonbush Wind Farm | SSE GENERATION LIMITED | Gordonbush GSP |  | 108 | 0 | 108 |  | Built | Directly Connected | SHET | Wind Onshore | a0l4L0000005ipO | PRO-000518
Gordonstown Hill Wind Farm | GORDONSTOWN HILL WIND FARM LIMITED | Kintore GSP |  | 12.5 | 0 | 12.5 |  | Built | Embedded | SHET | Wind Onshore | a0l4L0000005iRk | PRO-000936
Grain | UNIPER UK LIMITED | Grain 400kV Substation |  | 1517 | 0 | 1517 |  | Built | Directly Connected | NGET | CCGT (Combined Cycle Gas Turbine); Reactive Compensation | a0l4L0000005im4 | PRO-000049
Grain North Power Station | GRAIN NORTH POWER LIMITED | Grain North 132kV Substation |  | 0 | 49.99 | 49.99 | 2023-06-30 | Consents Approved | Directly Connected | NGET | Gas Reciprocating | a0l4L0000005j1S | PRO-001524
Grain South Power Station | Grain South Power Limited | Grain South 132kV Substation |  | 0 | 49.99 | 49.99 | 2023-10-30 | Consents Approved | Directly Connected | NGET | Gas Reciprocating | a0l4L0000005ivo | PRO-000449
Grangemouth CHP | GRANGEMOUTH CHP LIMITED | Grangemouth Ineos GSP |  | 120 | 0 | 120 |  | Built | Embedded | SPT | CHP (Combined Heat and Power) | a0l4L0000005iRI | PRO-001283
Greater Gabbard Offshore Wind Farm | GREATER GABBARD OFFSHORE WINDS LIMITED | Gabbard 33/132kV Offshore Substation |  | 500 | 0 | 500 |  | Built | Directly Connected | OFTO | Wind Offshore | a0l4L0000005iox | PRO-000168
Great Yarmouth | RWE GENERATION UK PLC |  |  | 420 | 0 | 420 |  | Built | Embedded | NGET | CCGT (Combined Cycle Gas Turbine) | a0l4L0000005iVO | PRO-000124
Greenburn Mixed Technology | REG GREENBURN LIMITED | Greenburn Mixed Technology 132kV Substation |  | 0 | 90 | 90 | 2027-10-31 | Scoping | Directly Connected | SPT | Wind Onshore | a0l4L0000005ibV | PRO-001006
Green Frog @ Alcoa | VIRIDIS 178 LIMITED | Swansea North 132kV Substation |  | 40 | 0 | 40 |  | Built | Embedded | NGET | OCGT (Open Cycle Gas Turbine) | a0l4L0000005iyp | PRO-001282
Green Frog @ Down Barn Farm | VIRIDIS 178 LIMITED | Lovedean 400kV Substation |  | 20 | 0 | 20 |  | Built | Embedded | NGET | CCGT (Combined Cycle Gas Turbine) | a0l4L0000005iQJ | PRO-001261
Green Frog @ Goose House Lane | VIRIDIS 178 LIMITED | Rochdale 132kV Substation |  | 21 | 0 | 21 |  | Built | Embedded | NGET | CCGT (Combined Cycle Gas Turbine) | a0l4L0000005iR8 | PRO-001316
Green Frog @ Letchworth | VIRIDIS 178 LIMITED | Wymondley GSP |  | 15 | 0 | 15 |  | Built | Embedded | NGET | OCGT (Open Cycle Gas Turbine) | a0l4L0000005iVu | PRO-000246
Green Frog @ Moorfield Drive | VIRIDIS 178 LIMITED | Padiham 132kV Substation |  | 21 | 0 | 21 |  | Built | Embedded | NGET | CCGT (Combined Cycle Gas Turbine) | a0l4L0000005iRB | PRO-001313
Green Frog @ Rake Lane | VIRIDIS 178 LIMITED |  |  | 21 | 0 | 21 |  | Built | Embedded | NGET | CCGT (Combined Cycle Gas Turbine) | a0l4L0000005iQD | PRO-001267
Green frog @ The Drove | VIRIDIS 178 LIMITED |  |  | 6 | 0 | 6 |  | Built | Embedded | NGET | OCGT (Open Cycle Gas Turbine) | a0l4L0000005izg | PRO-000245
Green Frog at Lester Way | VIRIDIS 178 LIMITED | Cowley GSP |  | 12 | 0 | 12 |  | Built | Embedded | NGET | OCGT (Open Cycle Gas Turbine) | a0l4L0000005iVt | PRO-000244
Greengairs East Wind Farm | GREENGAIRS EAST WIND FARM LIMITED | Cumbernauld GSP |  | 0 | 42.64 | 42.64 | 2022-11-25 | Awaiting Consents | Embedded | SPT | Wind Onshore | a0l4L0000005iXf | PRO-000880
Green Hydrogen Solar Farm | GREEN HYDROGEN SOLAR FARM LIMITED | Sealand 400kV Substation |  | 0 | 500 | 500 | 2037-11-30 | Scoping | Directly Connected | NGET | Energy Storage System; PV Array (Photo Voltaic/solar) | a0l8e000000ew37 | PRO-003652
Greenland Wind Farm | Greenland Wind Farm Limited | Greenland 132kV/33kV Substation |  | 0 | 99 | 99 | 2034-10-31 | Scoping | Directly Connected | SHET | Wind Onshore | a0l4L0000005ikg | PRO-002293
Greenside BESS | GPC Battery Ltd | Newarthill Energy Park 275kV Substation |  | 0 | 250 | 250 | 2028-08-31 | Scoping | Directly Connected | SPT | Energy Storage System | a0l8e0000011zPX | PRO-003579
Green Volt Offshore Windfarm | FLOTATION ENERGY PLC | New Deer 400kV Substation |  | 0 | 300 | 300 | 2029-10-31 | Scoping | Directly Connected | SHET | Wind Offshore | a0l4L0000005idD | PRO-001469
Grendon High Impact Green Energy Hub (HIGEH) 1 | TELIS ENERGY UK LIMITED | Grendon 400kV Substation |  | 0 | 1000 | 1000 | 2033-10-31 | Awaiting Consents | Directly Connected | NGET | Energy Storage System; Nuclear; PV Array (Photo Voltaic/solar); Reactive Compensation; Wind Onshore | a0l8e0000010wVy | PRO-002651
Grendon Solar & BESS | ISLAND GREEN POWER UK LIMITED | Grendon 400kV Substation |  | 0 | 500 | 500 | 2029-07-01 | Scoping | Directly Connected | NGET | Energy Storage System; PV Array (Photo Voltaic/solar) | a0l4L0000005iih | PRO-001568
Gresham House Branxton BESS | BRAXBESS LTD | Branxton 400kV Substation |  | 0 | 480 | 480 | 2028-04-30 | Scoping | Directly Connected | SPT | Energy Storage System | a0l4L0000005iuu | PRO-002208
Gresham House Cockenzie BESS | COCKENZIE STORAGE LIMITED | Cockenzie GSP |  | 0 | 240 | 240 | 2026-07-31 | Scoping | Directly Connected | SPT | Energy Storage System | a0l4L0000005iuF | PRO-002209
Gresham House Connagill BESS | Gresham House Devco Pipeline Limited | Connagill 275kV Substation |  | 0 | 240 | 240 | 2030-10-31 | Scoping | Directly Connected | SHET | Energy Storage System | a0l8e000000TPSr | PRO-003434
Gresham House Dalmarnock BESS | Gresham House Devco Pipeline Limited | Dalmarnock GSP |  | 0 | 300 | 300 | 2030-04-30 | Scoping | Directly Connected | SPT | Energy Storage System | a0l8e0000010wkC | PRO-002809
Gresham House Gretna BESS | ENERGYHUBDEVELOPMENTS LIMITED | Gretna 400kV Substation |  | 0 | 400 | 400 | 2031-10-31 | Scoping | Directly Connected | SPT | Energy Storage System | a0l4L0000005il0 | PRO-002367
Gresham House Kincardine BESS | ELBESS LTD | Kincardine 275kV Substation |  | 0 | 300 | 300 | 2028-10-31 | Scoping | Directly Connected | SPT | Energy Storage System | a0l4L0000005iyM | PRO-002368
Gresham House Mossmoran BESS | Gresham House Asset Management Limited | Mossmoran 275kV Substation |  | 0 | 200 | 200 | 2030-10-30 | Scoping | Directly Connected | SPT | Energy Storage System | a0l4L0000005itu | PRO-002395
Gresham House Rayleigh BESS | Gresham House Asset Management Limited | Rayleigh 400kV Substation |  | 0 | 480 | 480 | 2030-10-30 | Scoping | Directly Connected | NGET | Energy Storage System | a0l4L0000005iub | PRO-002115
Greta III | GRETA III LIMITED | Drakelow 400kV Substation |  | 0 | 500 | 500 | 2029-10-30 | Scoping | Directly Connected | NGET | Energy Storage System; PV Array (Photo Voltaic/solar) | a0l4L0000005ikM | PRO-001803
Gretna Synchronous Compensation | GRETNA GRID SERVICES LIMITED | Gretna 400kV Substation |  | 0 | 0 | 0 | 2024-09-30 | Consents Approved | Directly Connected | SPT | Reactive Compensation | a0l4L0000005ibs | PRO-001444
Griffin Wind Farm | GRIFFIN WIND FARM LIMITED | Griffin 132/33kV Substation |  | 188.6 | 0 | 188.6 |  | Built | Directly Connected | SHET | Wind Onshore | a0l4L0000005ioy | PRO-000169
Grimsby BESS | Shama BESS Limited | Grimsby West 400kV Substation |  | 0 | 500 | 500 | 2035-04-30 | Scoping | Directly Connected | NGET | Energy Storage System | a0l8e0000010wUC | PRO-002633
GT R4 Wind Farm | GREEN INVESTMENT GROUP LIMITED |  |  | 0 | 1500 | 1500 | 2030-11-30 | Scoping | Directly Connected | NGET | Wind Offshore | a0l4L0000005izb | PRO-000563
Gunfleet Sands II Offshore Wind Farm | Gunfleet Sands II Ltd | Gunfleet Sands 33/132kV Offshore |  | 64 | 0 | 64 |  | Built | Directly Connected | OFTO | Wind Offshore | a0l4L0000005iqi | PRO-000229
Gunfleet Sands Offshore Wind Farm | GUNFLEET SANDS LIMITED | Gunfleet Sands 33/132kV Offshore |  | 99.9 | 0 | 99.9 |  | Built | Directly Connected | OFTO | Wind Offshore | a0l4L0000005iqJ | PRO-000224
Gwynt Alwen WF | WIND 2 LIMITED | Trawsfynydd GSP |  | 0 | 108 | 108 | 2027-04-30 | Scoping | Directly Connected | NGET | Wind Onshore | a0l4L0000005ihM | PRO-001545
Gwynt Glas Offshore Wind Farm | GWYNT GLAS OFFSHORE WIND FARM LIMITED | Alverdiscott 400kV Substation |  | 0 | 300 | 300 | 2031-10-31 | Scoping | Directly Connected | NGET | Wind Offshore | a0l4L0000005iiy | PRO-001772
Gwynt Glas Offshore Wind Farm 2 | GWYNT GLAS OFFSHORE WIND FARM LIMITED | Alverdiscott 400kV Substation |  | 0 | 1000 | 1000 | 2036-12-06 | Scoping | Directly Connected | NGET | Wind Offshore | a0l4L0000005j1N | PRO-002480
Gwynt Y Mor Offshore Wind Farm | GWYNT Y MOR OFFSHORE WIND FARM LIMITED | Gwynt y Mor 132/33kV Offshore Substation |  | 574 | 0 | 574 |  | Built | Directly Connected | OFTO | Wind Offshore | a0l4L0000005iq7 | PRO-000208
Hadyard Hill | SSE RENEWABLES WIND FARMS (UK) LIMITED | Maybole 132/33KV Substation |  | 99.9 | 0 | 99.9 |  | Built | Directly Connected | SPT | Wind Onshore | a0l4L0000005ioz | PRO-000170
Hagshaw Hill Phase 1 | HAGSHAW HILL REPOWERING LTD | Coalburn 132/33kV Substation |  | 0 | 30 | 30 | 2024-05-30 | Consents Approved | Directly Connected | SPT | Wind Onshore | a0l4L0000005io5 | PRO-000490
Hagshaw Hill Phase 2 | HAGSHAW HILL REPOWERING LTD | Coalburn 132/33kV Substation |  | 0 | 54 | 54 | 2024-05-30 | Consents Approved | Directly Connected | SPT | Wind Onshore | a0l4L0000005io6 | PRO-000514
Hagshaw Wind Farm Repowering 2 | HAGSHAW REPOWERING 2 LTD | Hagshaw Repowering Phase 3 132kV |  | 0 | 84 | 84 | 2029-04-26 | Scoping | Directly Connected | SPT | Energy Storage System; PV Array (Photo Voltaic/solar); Wind Onshore | a0l4L0000005iwU | PRO-002306
Halbeath | Geocore Ltd | Halbeath 132kV Substation |  | 0 | 150 | 150 | 2029-07-31 | Scoping | Directly Connected | SPT | Demand; Energy Storage System; PV Array (Photo Voltaic/solar); Reactive Compensation | a0l4L0000005ivD | PRO-002266
Hall Ings Farm Substation | O&G Group Limited | Creyke Beck 132kV |  | 0 | 100 | 200 | 2034-10-30 | Scoping | Embedded | NGET | PV Array (Photo Voltaic/solar) | a0l8e000001HxbR | PRO-004275
Halsary Wind Farm | SCOTTISHPOWER RENEWABLES (UK) LIMITED |  |  | 28.5 | 0 | 28.5 |  | Built | Directly Connected | SHET | Wind Onshore | a0l4L0000005ipW | PRO-000189
Hams Hall Green Energy Centre | HAMS HALL GREEN ENERGY LIMITED | Hams Hall 400kV Substation | 1 | 0 | 400 | 400 | 2028-10-30 | Scoping | Directly Connected | NGET | Energy Storage System; PV Array (Photo Voltaic/solar) | a0l4L0000005iir | PRO-001765-1
|  | Hams Hall 400kV Substation | 2 | 0 | 625 | 1025 | 2032-10-31 | Scoping | Directly Connected | NGET | Energy Storage System; PV Array (Photo Voltaic/solar) | a0l4L0000005iir | PRO-001765-2
Harburnhead Wind Farm | LDV HARBURNHEAD LIMITED | Livingston East GSP |  | 51.7 | 0 | 51.7 |  | Built | Embedded | SPT | Wind Onshore | a0l4L0000005iVl | PRO-000230
Hare Craig Wind Farm | ENERGYFARM UK HARE CRAIG LLP | Hare Craig 33kV Substation |  | 0 | 46.2 | 46.2 | 2027-10-31 | Awaiting Consents | Directly Connected | SPT | Wind Onshore | a0l4L0000005iys | PRO-000940
Hare Hill Extension Wind Farm | SCOTTISHPOWER RENEWABLES (UK) LIMITED | Coylton GSP |  | 29.75 | 0 | 29.75 |  | Built | Embedded | SPT | Wind Onshore | a0l4L0000005iPm | PRO-000874
Hare Hill Repowering | SCOTTISHPOWER RENEWABLES (UK) LIMITED | Hare Hill Repowering 132/33kV Substation |  | 0 | 114 | 114 | 2029-10-31 | Scoping | Directly Connected | SPT | Wind Onshore | a0l8e000000f6A6 | PRO-003963
Hareshaw Rig Wind Farm | HARESHAW RIG WF LIMITED | Hopsrig Collector 132/33kV Substation |  | 0 | 40 | 40 | 2026-11-30 | Scoping | Directly Connected | SPT | Wind Onshore | a0l4L0000005ipd | PRO-000543
Harestanes | SCOTTISHPOWER RENEWABLES (UK) LIMITED | Harestanes 132kV Substation | 1 | 125 | 0 | 125 |  | Built | Directly Connected | SPT | Wind Onshore | a0l4L0000005imb | PRO-000064-1
|  | Harestanes 132kV Substation | 2 | 0 | 38.3 | 163.3 | 2025-03-01 | Under Construction/Commissioning | Directly Connected | SPT | Wind Onshore | a0l4L0000005imb | PRO-000064-2
Harker Green Energy Centre | INNOVA RENEWABLES LIMITED | Harker 400kV Substation |  | 0 | 400 | 400 | 2028-10-30 | Scoping | Directly Connected | NGET | Energy Storage System; PV Array (Photo Voltaic/solar) | a0l4L0000005igB | PRO-001709
Harker PV & BESS Sub | O&G Solar (SPV 50) Limited | Harker 400kV Substation |  | 0 | 249.9 | 249.9 | 2037-11-01 | Scoping | Directly Connected | NGET | Energy Storage System; PV Array (Photo Voltaic/solar) | a0l8e0000010wSp | PRO-002615
Harlaston | SSE DE SOLAR HOLDCO LIMITED | Harlaston 400kV Substation |  | 0 | 600 | 600 | 2033-10-31 | Scoping | Directly Connected | NGET | Energy Storage System; PV Array (Photo Voltaic/solar) | a0l8e000000f40f | PRO-003814
Harting Rig Wind Farm | BANKS RENEWABLES (HARTING RIG WIND FARM) LIMITED | Harting Rig 132/33kV Substation |  | 67.2 | 0 | 67.2 |  | Built | Directly Connected | SPT | Wind Onshore | a0l4L0000005isK | PRO-000303
Hartlepool | EDF ENERGY NUCLEAR GENERATION LIMITED | Hartlepool 275kV Substation |  | 1207 | 0 | 1207 |  | Built | Directly Connected | NGET | Nuclear | a0l4L0000005ioK | PRO-000139
Hawkers Hill Energy Park | HAWKERS HILL ENERGY PARK LIMITED | Hawkers Hill |  | 20 | 0 | 20 |  | Built | Embedded | NGET | Energy Storage System | a0l4L0000005iUD | PRO-001751
Hawkwood Wind Farm | WILSON RENEWABLES IV LLP | Hawkwood Windfarm 33kV Substation |  | 0 | 34 | 34 | 2030-04-30 | Scoping | Directly Connected | SPT | Wind Onshore | a0l8e000000TPcU | PRO-003450
Hawthorn BESS | CSWE 8 LIMITED | Hawthorn Pit 400kV Substation |  | 0 | 200 | 200 | 2033-10-31 | Awaiting Consents | Directly Connected | NGET | Energy Storage System | a0l8e0000011xxt | PRO-003492
Hawthorn Pit Green Energy Centre | INNOVA RENEWABLES LIMITED | Hawthorn Pit 400kV Substation |  | 0 | 1025 | 1025 | 2032-10-31 | Awaiting Consents | Directly Connected | NGET | Energy Storage System; PV Array (Photo Voltaic/solar) | a0l4L0000005ilD | PRO-002282
Hazells Farm | P3P PARTNERS LLP | Northfleet East 400kV Substation |  | 0 | 400 | 400 | 2030-09-01 | Scoping | Directly Connected | NGET | Energy Storage System | a0l8e000000f42M | PRO-003834
Heathland Wind Farm | EDF ENERGY RENEWABLES LIMITED | Heathland 132/33kV Substation |  | 0 | 80 | 80 | 2027-03-31 | Scoping | Directly Connected | SPT | Wind Onshore | a0l4L0000005igy | PRO-001156
Heckington Fen Solar Park | ECOTRICITY GENERATION LIMITED | Bicker Fen 400kV Substation |  | 0 | 400 | 400 | 2027-10-01 | Scoping | Directly Connected | NGET | Energy Storage System; PV Array (Photo Voltaic/solar) | a0l4L0000005ixu | PRO-001903
Helen Street BESS | Vital Energi Solutions Limited | Govan GSP |  | 0 | 49.9 | 49.9 | 2026-06-30 | Scoping | Embedded | SPT | Energy Storage System | a0l8e000000TPAN | PRO-003168
Hesta Head Wind Farm | HESTA HEAD WIND FARM LIMITED | Hesta Head 132/33kV Substation |  | 0 | 20.4 | 20.4 | 2028-10-30 | Consents Approved | Directly Connected | SHET | Wind Onshore | a0l4L0000005iyX | PRO-000308
Heysham Green Energy Centre | INNOVA RENEWABLES LIMITED | Heysham 400kV Substation |  | 0 | 400 | 400 | 2028-10-30 | Awaiting Consents | Directly Connected | NGET | Energy Storage System; PV Array (Photo Voltaic/solar) | a0l4L0000005igC | PRO-001710
Heysham Power Station | EDF ENERGY NUCLEAR GENERATION LIMITED | Heysham GSP |  | 2388 | 0 | 2388 |  | Built | Directly Connected | NGET | Nuclear | a0l4L0000005ioL | PRO-000140
High Constellation Windfarm | HIGH CONSTELLATION WINDFARM LIMITED | Crossaig 132kV Substation |  | 0 | 50 | 50 | 2025-04-30 | Scoping | Directly Connected | SHET | Wind Onshore | a0l4L0000005imK | PRO-000416
Highland Wind Farm | AMPYR ENERGY UK DEVELOPMENT LIMITED | Tomatin 275/132 kV Substation |  | 0 | 168.2 | 168.2 | 2028-10-31 | Scoping | Directly Connected | SHET | Wind Onshore | a0l4L0000005iha | PRO-001747
HIGH MARNHAM | TRANQUILITY ENERGY LIMITED | High Marnham GSP |  | 0 | 240 | 240 | 2029-06-01 | Scoping | Directly Connected | NGET | Energy Storage System; PV Array (Photo Voltaic/solar) | a0l4L0000005iiv | PRO-001769
High Marnham (Tertiary) | ENSO GREEN HOLDINGS K LIMITED | High Marnham 400kV Substation |  | 0 | 57 | 57 | 2025-09-30 | Scoping | Directly Connected | NGET | Energy Storage System; PV Array (Photo Voltaic/solar) | a0l4L0000005ip9 | PRO-000531
High Marnham 400 | ENSO GREEN HOLDINGS LIMITED | High Marnham 400kV Substation |  | 0 | 400 | 400 | 2033-10-31 | Awaiting Consents | Directly Connected | NGET | Energy Storage System; PV Array (Photo Voltaic/solar) | a0l4L0000005ivv | PRO-002194
High Marnham BESS | JG PEARS GRID CONNECTION LIMITED | High Marnham 400kV Substation |  | 0 | 500 | 500 | 2033-10-31 | Scoping | Directly Connected | NGET | Energy Storage System | a0l8e000000TPcj | PRO-003452
High Marnham Solar Farm | ANESCO LIMITED | High Marnham 400kV Substation |  | 0 | 99.9 | 99.9 | 2031-10-31 | Scoping | Directly Connected | NGET | PV Array (Photo Voltaic/solar) | a0l4L0000005iY7 | PRO-001845
High Mathernock Battery Storage | Forestry Finance Ltd | Devol Moor 132kV Substation |  | 0 | 334 | 334 | 2029-10-17 | Scoping | Directly Connected | SPT | Energy Storage System | a0l4L0000005ivG | PRO-002273
Highview Hunterston East Cryobattery | HVS GRIDCO LTD | Hunterston East 400kV Substation |  | 0 | 99.8 | 99.8 | 2024-06-30 | Scoping | Directly Connected | SPT | Energy Storage System; Reactive Compensation | a0l4L0000005iYk | PRO-001348
Hill Farm | Greenswitch Capital Limited | Capenhurst GSP |  | 0 | 240 | 240 | 2037-10-31 | Scoping | Embedded | NGET | Energy Storage System | a0l8e000000f6bL | PRO-003983
Hill of Glaschyle | HILL OF GLASCHYLE RENEWABLES LLP | Berry Burn GSP |  | 27.6 | 0 | 27.6 |  | Built | Embedded | SHET | Wind Onshore | a0l4L0000005iVw | PRO-000253
Hill of Towie/Drummuir | HILL OF TOWIE LIMITED | Drummuir Windfarm at Keith 33kV Grid Supply Point |  | 48.3 | 0 | 48.3 |  | Built | Embedded | SHET | Wind Onshore | a0l4L0000005iVn | PRO-000234
Hill of Towie 2 Wind Farm | Renewable Energy Systems Limited | Keith GSP |  | 0 | 36 | 36 | 2025-06-27 | Consents Approved | Embedded | SHET | Wind Onshore | a0l4L0000005iRi | PRO-000938
Hill Street Solar PV/BESS Station | HILL STREET SHELFCO 1 LIMITED | Bishops Wood GSP |  | 0 | 800 | 800 | 2031-10-31 | Scoping | Directly Connected | NGET | Energy Storage System; PV Array (Photo Voltaic/solar) | a0l8e000000exlg | PRO-003744
Hinkley Point B | EDF ENERGY NUCLEAR GENERATION LIMITED | Hinkley Point 400kV Substation |  | 1061 | 0 | 1061 |  | Built | Directly Connected | NGET | Nuclear | a0l4L0000005ioM | PRO-000141
Hinkley Point C | EDF ENERGY NUCLEAR GENERATION LIMITED | Hinkley Point 400kV Substation | 1 | 0 | 1670 | 1670 | 2026-02-09 | Under Construction/Commissioning | Directly Connected | NGET | Nuclear | a0l4L0000005ioN | PRO-000142-1
|  | Hinkley Point 400kV Substation | 2 | 0 | 1670 | 3340 | 2027-03-14 | Under Construction/Commissioning | Directly Connected | NGET | Nuclear | a0l4L0000005ioN | PRO-000142-2
Hipsey BESS | KONA ASSET 2 LIMITED | Sundon 400kV Substation |  | 0 | 240 | 240 | 2032-10-29 | Scoping | Directly Connected | NGET | Energy Storage System | a0l8e0000010x1m | PRO-003051
Hirfynydd and Mynydd Drumaur | EDF ENERGY RENEWABLES LIMITED | Swansea North 400kV Substation |  | 0 | 180 | 180 | 2028-10-31 | Scoping | Directly Connected | NGET | PV Array (Photo Voltaic/solar); Wind Onshore | a0l4L0000005iw9 | PRO-001899
Hirwaun Power Station | HIRWAUN POWER LIMITED | Rhigos 400kV Substation |  | 0 | 299 | 299 | 2023-09-30 | Under Construction/Commissioning | Directly Connected | NGET | OCGT (Open Cycle Gas Turbine) | a0l4L0000005isP | PRO-000309
Hockliffe GEC (Ethos Green) | HOCKLIFFE GREEN ENERGY CENTRE LTD | Dunstable 400kV Substation |  | 0 | 850 | 850 | 2032-10-29 | Scoping | Directly Connected | NGET | Demand; Energy Storage System; PV Array (Photo Voltaic/solar); Reactive Compensation | a0l8e000000ViEz | PRO-004342
Holbeach Marsh Energy Park | Downing Renewable Developments LLP | Weston Marsh 400kV Substation |  | 0 | 750 | 750 | 2033-06-30 | Scoping | Directly Connected | NGET | Energy Storage System; PV Array (Photo Voltaic/solar) | a0l4L0000005iuj | PRO-002399
Holdsworth Road | MAS 002 LIMITED | Bradford West 275kV Substation |  | 0 | 500 | 500 | 2036-10-24 | Scoping | Directly Connected | NGET | Energy Storage System | a0l4L0000005iMO | PRO-002338
Holes Bay | HARMONY HB LIMITED | Holes Bay Battery Storage |  | 7.5 | 0 | 7.5 |  | Built | Embedded | NGET | Energy Storage System | a0l4L0000005iQB | PRO-001269
Hollandmey Renewable Energy Development | SCOTTISHPOWER RENEWABLES (UK) LIMITED | Hollandmey Renewable Energy Development132/33kV Substation |  | 0 | 49.5 | 49.5 | 2027-05-01 | Scoping | Directly Connected | SHET | Wind Onshore | a0l4L0000005ibY | PRO-001094
Holmston Farm Battery Energy Storage System | Renewable Energy Systems Limited | Ayr 275/33 kV Substation |  | 0 | 49.9 | 49.9 | 2025-06-30 | Scoping | Embedded | SPT | Energy Storage System | a0l4L0000005iXi | PRO-002359
Holyhead | Recell Energy Bloom Developments Limited | Penrhos GSP | 1 | 0 | 150 | 150 | 2025-10-30 | Consents Approved | Embedded | NGET | Biomass | a0l4L0000005iWN | PRO-000330-1
|  | Penrhos GSP | 2 | 0 | 60 | 210 | 2027-10-31 | Consents Approved | Embedded | NGET | Biomass | a0l4L0000005iWN | PRO-000330-2
Hookers Farm BESS | Ancleggan Limited | Bolney GSP |  | 0 | 250 | 250 | 2031-10-31 | Scoping | Embedded | NGET | Energy Storage System | a0l4L0000005iXE | PRO-002308
Hope Battery Storage | Firma Vogt Solar Ltd | Blyth 400kV Substation |  | 0 | 400 | 400 | 2036-10-31 | Scoping | Directly Connected | NGET | Energy Storage System | a0l4L0000005j8Q | PRO-002520
Hopsrig Wind Farm | HOPSRIG WIND FARM LIMITED | Hopsrig Collector 132/33kV Substation |  | 0 | 48 | 48 | 2026-11-30 | Consents Approved | Directly Connected | SPT | Wind Onshore | a0l4L0000005isf | PRO-000318
Hornsea Power Station 1A | HORNSEA 1 LIMITED | Hornsea Platform 1A Offshore Substation |  | 400 | 0 | 400 |  | Built | Directly Connected | NGET | Wind Offshore | a0l4L0000005isU | PRO-000315
Hornsea Power Station 1B | HORNSEA 1 LIMITED | Hornsea Platform 1B Offshore Substation |  | 400 | 0 | 400 |  | Built | Directly Connected | NGET | Wind Offshore | a0l4L0000005isp | PRO-000331
Hornsea Power Station 1C | HORNSEA 1 LIMITED | Hornsea Platform 1C Offshore Substation |  | 400 | 0 | 400 |  | Built | Directly Connected | NGET | Wind Offshore | a0l4L0000005isq | PRO-000332
Hornsea Power Station 2A | BREESEA LIMITED | Hornsea Platform 2A Offshore Substation |  | 440 | 0 | 440 |  | Built | Directly Connected | NGET | Wind Offshore | a0l4L0000005isr | PRO-000333
Hornsea Power Station 2B | SOUNDMARK WIND LIMITED | Hornsea Platform 2B Offshore Substation |  | 440 | 0 | 440 |  | Built | Directly Connected | NGET | Wind Offshore | a0l4L0000005iss | PRO-000334
Hornsea Power Station 2C | SONNINGMAY WIND LIMITED | Hornsea Power Station 2C Offshore platform Substation |  | 440 | 0 | 440 |  | Built | Directly Connected | NGET | Wind Offshore | a0l4L0000005ist | PRO-000335
Hornsea Power Station 3 | ORSTED HORNSEA PROJECT THREE (UK) LIMITED | Hornsea Offshore Platform 3 Substation | 1 | 0 | 2250 | 2250 | 2026-10-01 | Consents Approved | Directly Connected | NGET | Wind Offshore | a0l4L0000005in7 | PRO-000434-1
|  | Hornsea Offshore Platform 3 Substation | 2 | 0 | 750 | 3000 | 2028-12-31 | Consents Approved | Directly Connected | NGET | Wind Offshore | a0l4L0000005in7 | PRO-000434-2
Hornsea Power Station 4 | ORSTED HORNSEA PROJECT FOUR LIMITED | Hornsea Offshore Platform 4 Substation | 1 | 0 | 1500 | 1500 | 2027-04-01 | Scoping | Directly Connected | NGET | Wind Offshore | a0l4L0000005in6 | PRO-000435-1
|  | Hornsea Offshore Platform 4 Substation | 2 | 0 | 1100 | 2600 | 2028-10-31 | Scoping | Directly Connected | NGET | Wind Offshore | a0l4L0000005in6 | PRO-000435-2
Housham PV & BESS | FOSSE GREEN ENERGY LIMITED | Navenby 400kV Substation |  | 0 | 240 | 240 | 2033-05-30 | Scoping | Directly Connected | NGET | Energy Storage System; PV Array (Photo Voltaic/solar) | a0l4L0000005ivB | PRO-002254
Humber Gateway Offshore Wind Farm | RWE RENEWABLES UK HUMBER WIND LIMITED | Humber Gateway 33/132kV Offshore Substation |  | 220 | 0 | 220 |  | Built | Directly Connected | OFTO | Wind Offshore | a0l4L0000005iqD | PRO-000214
Hunningley Stairfoot BESS | ADD RENEWABLES NO.3 LIMITED | Hunningley 132kV Substation |  | 40 | 0 | 40 |  | Built | Embedded | NGET | Energy Storage System | a0l4L0000005iQU | PRO-001887
Hunterston Battery Storage Facility | FLEXIBLEGRIDPOWER2 LTD | Ayrshire Grid 400kV Substation |  | 0 | 200 | 200 | 2024-04-12 | Scoping | Directly Connected | SPT | Energy Storage System; Reactive Compensation | a0l4L0000005igz | PRO-001155
Hunterston Energy Storage Facility | ENERGYGRIDPOWER2 LTD | Ayrshire Grid 400kV Substation |  | 0 | 200 | 200 | 2024-04-12 | Scoping | Directly Connected | SPT | Energy Storage System | a0l4L0000005iNg | PRO-001644
Hunterston Wind Farm | Galileo Empower UK Limited | Hunterston Farm GSP |  | 0 | 70 | 70 | 2030-08-30 | Scoping | Directly Connected | SPT | Wind Onshore | a0l8e000000TP9y | PRO-003165
Huntworth | UK POWER RESERVE LIMITED | Taunton GSP |  | 10 | 0 | 10 |  | Built | Embedded | NGET | CCGT (Combined Cycle Gas Turbine) | a0l4L0000005iVx | PRO-000254
Hutton Battery Storage | OSSPV001 LIMITED | Hutton 400kV Substation |  | 10 | 0 | 10 |  | Built | Embedded | NGET | Energy Storage System | a0l4L0000005iOx | PRO-001601
Hywind Wind Farm | HYWIND (SCOTLAND) LIMITED | Peterhead Grange GSP |  | 30 | 0 | 30 |  | Built | Embedded | SHET | Energy Storage System; Wind Onshore | a0l4L0000005iXR | PRO-000350
Icewind Blyth | Hecate Offshore Wind Limited | Blyth 400kV Substation |  | 0 | 1000 | 1000 | 2031-10-31 | Scoping | Directly Connected | NGET | Wind Offshore | a0l4L0000005iwT | PRO-001717
Icewind Connah's Quay | Hecate Offshore Wind Limited | Connah's Quay 400kV Substation |  | 0 | 1000 | 1000 | 2033-11-01 | Scoping | Directly Connected | NGET | Wind Offshore | a0l4L0000005igI | PRO-001719
Icewind Hawthorn Pit | Hecate Offshore Wind Limited | Hawthorn Pit 400kV Substation |  | 0 | 1000 | 1000 | 2031-10-31 | Scoping | Directly Connected | NGET | Wind Offshore | a0l4L0000005igH | PRO-001718
Icewind Hinkley Point | Hecate Offshore Wind Limited | Hinkley Point 400kV Substation |  | 0 | 1000 | 1000 | 2028-11-01 | Scoping | Directly Connected | NGET | Wind Offshore | a0l4L0000005igJ | PRO-001720
Immingham | VPI IMMINGHAM LLP | Humber Refinery 400kV Substation |  | 1218 | 50 | 1268 | 2023-09-29 | Built | Directly Connected | NGET | CHP (Combined Heat and Power) | a0l4L0000005im7 | PRO-000053
Inchbean Energy Park | RNA-ENERGY LTD | Kilmarnock Town GSP |  | 0 | 60 | 60 | 2025-06-30 | Scoping | Embedded | SPT | Energy Storage System | a0l4L0000005iXs | PRO-002453
Inch Cape Offshore Wind Farm Platform 1 | INCH CAPE OFFSHORE LIMITED | Cockenzie 275kV Substation |  | 0 | 540 | 540 | 2025-04-01 | Consents Approved | Directly Connected | SPT | Wind Offshore | a0l4L0000005it3 | PRO-000348
Inch Cape Offshore Wind Farm Platform 2 | INCH CAPE OFFSHORE LIMITED | Inch Cape Platform 2 220/66kV Offshore Substation |  | 0 | 540 | 540 | 2025-04-01 | Consents Approved | Directly Connected | SPT | Wind Offshore | a0l4L0000005it4 | PRO-000349
Indian Queens | GRIDMOVE LTD | Indian Queens 400kV Substation |  | 0 | 437 | 437 | 2031-10-31 | Scoping | Directly Connected | NGET | Energy Storage System; PV Array (Photo Voltaic/solar) | a0l4L0000005ix9 | PRO-001676
| INDIAN QUEENS POWER LIMITED | Indian Queens 400kV Substation |  | 140 | 0 | 140 |  | Built | Directly Connected | NGET | OCGT (Open Cycle Gas Turbine) | a0l4L0000005iZD | PRO-001372
| PIVOTED POWER LLP | Indian Queens 400kV Substation |  | 0 | 47.5 | 47.5 | 2024-07-30 | Consents Approved | Directly Connected | NGET | Energy Storage System | a0l4L0000005iqf | PRO-000225
Indian Queens Energy Centre | IQ ENERGY CENTRE LIMITED | Indian Queens 400kV Substation |  | 0 | 49.9 | 49.9 | 2025-05-31 | Consents Approved | Directly Connected | NGET | Energy Storage System; PV Array (Photo Voltaic/solar) | a0l4L0000005iZC | PRO-001371
Innerwick BESS | ENERGYHUBDEVELOPMENTS LIMITED | Branxton 132kV |  | 0 | 170 | 170 | 2028-07-31 | Scoping | Directly Connected | SPT | Energy Storage System | a0l8e0000010wly | PRO-002828
Intwood Farm BESS | Bluestone Energy Ltd | Norwich Main 132kV |  | 0 | 240 | 240 | 2033-10-31 | Scoping | Embedded | NGET | Energy Storage System | a0l8e000000TPBL | PRO-003180
Invergarry (part of the Garry Cascade) | SSE GENERATION LIMITED |  |  | 20 | 0 | 20 |  | Built | Directly Connected | SHET | Hydro | a0l4L0000005ip0 | PRO-000171
IPC Grid Tremorfa | IPC GRID CONNECTION LIMITED | Tremorfa 275kV Substation |  | 0 | 500 | 500 | 2037-10-31 | Scoping | Directly Connected | NGET | Energy Storage System | a0l8e000000eybg | PRO-003765
Iron Acton | HD000ACT LTD | Iron Acton 275kV Substation | 1 | 0 | 49.9 | 49.9 | 2025-06-30 | Consents Approved | Directly Connected | NGET | Energy Storage System | a0l4L0000005inO | PRO-000455-1
|  | Iron Acton 275kV Substation | 2 | 0 | 70.1 | 120 | 2028-10-31 | Consents Approved | Directly Connected | NGET | Energy Storage System | a0l4L0000005inO | PRO-000455-2
| IRON ACTON GREEN LIMITED | Iron Acton 275kV Substation | 1 | 49.9 | 0 | 49.9 |  | Built | Directly Connected | NGET | Energy Storage System; PV Array (Photo Voltaic/solar) | a0l4L0000005iod | PRO-000491-1
|  | Iron Acton 275kV Substation | 2 | 0 | 49.5 | 99.4 | 2024-09-30 | Scoping | Directly Connected | NGET | Energy Storage System; PV Array (Photo Voltaic/solar) | a0l4L0000005iod | PRO-000491-2
|  | Iron Acton 275kV Substation | 3 | 0 | 20.6 | 120 | 2027-09-30 | Scoping | Directly Connected | NGET | Energy Storage System; PV Array (Photo Voltaic/solar) | a0l4L0000005iod | PRO-000491-3
Ironbridge | IGP SOLAR 16 LIMITED | Ironbridge 400kV Substation |  | 0 | 600 | 600 | 2029-10-30 | Scoping | Directly Connected | NGET | Energy Storage System; PV Array (Photo Voltaic/solar) | a0l4L0000005iNV | PRO-001629
Ironbridge Green Energy Centre | INNOVA RENEWABLES LIMITED | Ironbridge 400kV Substation |  | 0 | 400 | 400 | 2029-10-30 | Awaiting Consents | Directly Connected | NGET | Energy Storage System; PV Array (Photo Voltaic/solar) | a0l4L0000005igD | PRO-001711
Ironbridge - New Connection | ENSO GREEN HOLDINGS F LIMITED | Ironbridge 400kV Substation | 1 | 0 | 49.9 | 49.9 | 2025-06-30 | Scoping | Directly Connected | NGET | Energy Storage System; PV Array (Photo Voltaic/solar) | a0l4L0000005iyu | PRO-001359-1
|  | Ironbridge 400kV Substation | 2 | 0 | 49.9 | 99.8 | 2026-06-30 | Scoping | Directly Connected | NGET | Energy Storage System; PV Array (Photo Voltaic/solar) | a0l4L0000005iyu | PRO-001359-2
|  | Ironbridge 400kV Substation | 3 | 0 | 20.2 | 120 | 2026-12-30 | Scoping | Directly Connected | NGET | Energy Storage System; PV Array (Photo Voltaic/solar) | a0l4L0000005iyu | PRO-001359-3
Isenau Eight | Isenau Energy Storage Resources Eight Limited | Hawthorn Pit GSP |  | 0 | 249 | 249 | 2023-06-22 | Scoping | Directly Connected | NGET | Energy Storage System | a0l8e000000TP9o | PRO-003164
Isenau Five | Isenau Energy Storage Resources Five Limited | Tealing 132kV Substation |  | 0 | 50 | 50 | 2029-06-30 | Scoping | Directly Connected | SHET | Energy Storage System | a0l8e000000TPCE | PRO-003190
Isle of Man Offshore Wind Farm | Orsted Isle of Man (UK) Limited | Penwortham 400kV Substation |  | 0 | 1320 | 1320 | 2037-10-30 | Scoping | Directly Connected | NGET | Wind Offshore | a0l8e000000ex1K | PRO-003698
Iver | PIVOTED POWER LLP | Iver 275kV Substation |  | 0 | 49.9 | 49.9 | 2023-10-31 | Scoping | Directly Connected | NGET | Energy Storage System | a0l4L0000005ieN | PRO-001141
J212 High Grove Solar | JBM SOLAR LIMITED | Necton 400kV Substation |  | 0 | 720 | 720 | 2031-10-31 | Awaiting Consents | Directly Connected | NGET | Energy Storage System; PV Array (Photo Voltaic/solar) | a0l4L000002yQWk | PRO-002542
Jamesfield Farm Battery Storage | HARMONY JF LIMITED | Abernethy GSP |  | 30 | 0 | 30 |  | Built | Embedded | SHET | Energy Storage System | a0l4L0000005iOj | PRO-001237
Jamesfield Farm Phase 2 Battery Storage | HARMONY JF LIMITED | Abernethy GSP |  | 19 | 0 | 19 |  | Built | Embedded | SHET | Energy Storage System | a0l4L0000005iOk | PRO-001236
JBM Solar 12 - Shrewsbury Solar | JBM SOLAR PROJECTS 12 LIMITED | Shrewsbury GSP |  | 0 | 49.99 | 49.99 | 2024-10-30 | Scoping | Directly Connected | NGET | PV Array (Photo Voltaic/solar) | a0l4L0000005iiC | PRO-001146
JBM Solar 13 - Melksham | JBM SOLAR PROJECTS 13 LIMITED | Melksham 400kV Substation |  | 0 | 49.99 | 49.99 | 2026-06-30 | Scoping | Directly Connected | NGET | Thermal | a0l4L0000005iog | PRO-000495
Jersey Farm BESS | CSE39 LIMITED | Exeter 400kV Substation |  | 0 | 400 | 400 | 2032-10-25 | Scoping | Directly Connected | NGET | Energy Storage System | a0l4L0000005iyR | PRO-002264
JG Pears | JG PEARS GRID CONNECTION LIMITED | High Marnham GSP | 1 | 13 | 0 | 13 |  | Built | Directly Connected | NGET | CHP (Combined Heat and Power) | a0l4L0000005irE | PRO-000250-1
|  | High Marnham GSP | 2 | 0 | 17 | 30 | 2019-09-06 | Under Construction/Commissioning | Directly Connected | NGET | CHP (Combined Heat and Power) | a0l4L0000005irE | PRO-000250-2
Jubilee Farm | STARLIGHT ENERGY UK LIMITED | Jubilee Farm 275kV Substation |  | 0 | 200 | 200 | 2034-08-30 | Scoping | Directly Connected | NGET | Energy Storage System; PV Array (Photo Voltaic/solar) | a0l4L000002yQX9 | PRO-002545
Kaimes Energy Park | HP Trotter t/a Printonan Farm | Kaimes 275/33kV Substation |  | 0 | 51 | 51 | 2027-04-30 | Scoping | Embedded | SPT | Demand; Energy Storage System | a0l4L0000005iT4 | PRO-000942
Keadby | KEADBY GENERATION LIMITED | Keadby 400kV Substation |  | 755 | 155 | 910 | 2026-10-01 | Built | Directly Connected | NGET | CCGT (Combined Cycle Gas Turbine) | a0l4L0000005iq0 | PRO-000199
Keadby 3 | KEADBY GENERATION LIMITED | Keadby 400kV Substation |  | 0 | 910 | 910 | 2026-10-01 | Scoping | Directly Connected | NGET | CCGT (Combined Cycle Gas Turbine) | a0l4L0000005iYv | PRO-001962
Keadby Hydrogen | KEADBY GENERATION LIMITED | Keadby 400kV Substation |  | 0 | 892 | 892 | 2031-10-31 | Awaiting Consents | Directly Connected | NGET | CCGT (Combined Cycle Gas Turbine) | a0l4L0000005iZM | PRO-001980
Keadby II | KEADBY GENERATION LIMITED | Keadby 400kV Substation |  | 893 | 0 | 893 |  | Built | Directly Connected | NGET | CCGT (Combined Cycle Gas Turbine) | a0l4L0000005isQ | PRO-000310
Kearsley | PIVOTED POWER LLP | Kearsley 400kV Substation |  | 0 | 49.9 | 49.9 | 2028-10-31 | Awaiting Consents | Directly Connected | NGET | Energy Storage System | a0l4L0000005iud | PRO-001064
Kearsley North Green Energy Centre | INNOVA RENEWABLES LIMITED | Kearsley GSP |  | 0 | 400 | 400 | 2028-10-31 | Scoping | Directly Connected | NGET | Energy Storage System; PV Array (Photo Voltaic/solar) | a0l4L0000005iyf | PRO-001793
Kedrum Solar Farm | Rosside Energy Limited | Blackhillock 275kV Substation |  | 0 | 150 | 150 | 2030-05-30 | Scoping | Directly Connected | SHET | PV Array (Photo Voltaic/solar) | a0l8e000000TPc0 | PRO-003444
Keith 132 Greener Grid Park | KEITH STORAGE SOLUTIONS LIMITED | Keith 1 132/33kV GSP Substation | 1 | 0 | 0 | 0 |  | Built | Directly Connected | SHET | Energy Storage System; Reactive Compensation | a0l4L0000005ifT | PRO-001129-1
|  | Keith 1 132/33kV GSP Substation | 2 | 0 | 48 | 48 | 2024-05-31 | Consents Approved | Directly Connected | SHET | Energy Storage System; Reactive Compensation | a0l4L0000005ifT | PRO-001129-2
Keith Battery Storage | KEITH RENEWABLE LIMITED | Keith 1 132/33kV GSP Substation |  | 0 | 39 | 39 | 2026-10-31 | Scoping | Embedded | SHET | Energy Storage System | a0l4L0000005iU5 | PRO-001742
Keith BESS Station | IB VOGT UK LTD | Blackhillock substation |  | 0 | 400 | 400 | 2033-10-31 | Scoping | Directly Connected | SHET | Energy Storage System | a0l8e0000011z3K | PRO-003565
Keith Hill Wind Farm | DIAMOND WIND LIMITED | Keith Hill 33kV Substation |  | 4.5 | 0 | 4.5 |  | Built | Directly Connected | SPT | Wind Onshore | a0l4L0000005irF | PRO-000251
Keithick 16 Solar & BESS | SIRIUS ECODEV (KEITHICK) LTD | Coupar Angus GSP |  | 0 | 16 | 16 | 2024-06-30 | Consents Approved | Embedded | SHET | Energy Storage System; PV Array (Photo Voltaic/solar) | a0l4L0000005iQX | PRO-001890
Keithick Estate | SIRIUS ECODEV (STIRLING) LTD | Coupar Angus GSP |  | 0 | 49.99 | 49.99 | 2024-06-30 | Consents Approved | Embedded | SHET | Energy Storage System; PV Array (Photo Voltaic/solar) | a0l4L0000005iU3 | PRO-001732
Keith Solar Farm | KEITH SOLAR PV LIMITED | Keith Solar Farm 275kV Substation |  | 0 | 150 | 150 | 2028-10-31 | Scoping | Directly Connected | SHET | Energy Storage System; PV Array (Photo Voltaic/solar) | a0l8e0000010waM | PRO-002699
Kellas Wind Farm | E Power Limited | Kellas Wind Farm 132kV Substation |  | 0 | 90 | 90 | 2030-10-31 | Scoping | Directly Connected | SHET | Wind Onshore | a0l4L0000005iuZ | PRO-002271
Kelloe Mains | TBC 003 LIMITED | Kelloe Mains 400kV Substation |  | 0 | 400 | 400 | 2029-11-22 | Scoping | Directly Connected | SPT | Energy Storage System | a0l4L0000005itT | PRO-002425
Kellwood Road BESS | Geocore Ltd | Kellwood Road 33KV Substation |  | 0 | 40 | 40 | 2027-10-31 | Scoping | Embedded | SPT | Energy Storage System | a0l8e000000exN8 | PRO-003710
Kemsley | GROVEHURST ENERGY LIMITED | Kemsley GSP |  | 35.8 | 0 | 35.8 |  | Built | Embedded | NGET | CHP (Combined Heat and Power) | a0l4L0000005iSm | PRO-001328
| PIVOTED POWER LLP | Kemsley 400kV Substation |  | 49.9 | 0 | 49.9 |  | Built | Directly Connected | NGET | Energy Storage System | a0l4L0000005iqk | PRO-000235
Kennoxhead Wind Farm | ORSTED ONSHORE UK LIMITED | Kennoxhead GSP |  | 0 | 112 | 112 | 2024-02-27 | Consents Approved | Directly Connected | SPT | Wind Onshore | a0l4L0000005isg | PRO-000319
Kennoxhead Wind Farm Extension | KENNOXHEAD WIND FARM LIMITED |  |  | 60 | 0 | 60 |  | Built | Directly Connected | SPT | Wind Onshore | a0l4L0000005inZ | PRO-000482
Kilbraur Wind Farm | KILBRAUR WIND ENERGY LIMITED | Kilbraur Wind Farm Substation |  | 67 | 0 | 67 |  | Built | Directly Connected | SHET | Wind Onshore | a0l4L0000005iqg | PRO-000226
Kilgallioch Wind Farm and Kilgallioch Wind Farm Extension - Turbines | SCOTTISHPOWER RENEWABLES (UK) LIMITED | Kilgallioch 275kV Substation | 1 | 228 | 0 | 228 |  | Built | Directly Connected | SPT | Wind Onshore | a0l4L0000005imc | PRO-000065-1
|  | Kilgallioch 275kV Substation | 2 | 0 | 46 | 274 | 2024-04-30 | Consents Approved | Directly Connected | SPT | Wind Onshore | a0l4L0000005imc | PRO-000065-2
Killingholme | UNIPER UK LIMITED | Killingholme 400kV Substation | 1 | 600 | 0 | 600 |  | Built | Directly Connected | NGET | OCGT (Open Cycle Gas Turbine) | a0l4L0000005ioT | PRO-000148-1
|  | Killingholme 400kV Substation | 2 | 0 | 19 | 619 | 2024-04-01 | Under Construction/Commissioning | Directly Connected | NGET | OCGT (Open Cycle Gas Turbine) | a0l4L0000005ioT | PRO-000148-2
Killingholme BESS | O&G Solar (SPV 47) Limited | Killingholme 400kV Substation |  | 0 | 249.9 | 249.9 | 2035-10-31 | Scoping | Directly Connected | NGET | Energy Storage System; PV Array (Photo Voltaic/solar) | a0l8e000000f4xD | PRO-003893
Kilmarnock BESS | KILMARNOCK FLEXPOWER LTD | Kilmarnock Town 275/33kV Substation |  | 0 | 350 | 350 | 2025-07-31 | Scoping | Directly Connected | SPT | Energy Storage System | a0l4L0000005iwS | PRO-001836
Kilmarnock South Battery Storage | WEAVER POWER LIMITED | Kilmarnock South GSP |  | 0 | 500 | 500 | 2027-04-30 | Scoping | Directly Connected | SPT | Energy Storage System | a0l4L0000005ikQ | PRO-001809
Kilmorack (part of the Beauly Cascade) | SSE GENERATION LIMITED | Kilmorack GSP |  | 20 | 0 | 20 |  | Built | Directly Connected | SHET | Hydro | a0l4L0000005ip1 | PRO-000172
Kincardine Battery Storage Facility | SPECTRUMRESERVE LTD | Fife Grid Services Facility 275kV Substation |  | 0 | 200 | 200 | 2024-04-12 | Scoping | Directly Connected | SPT | Energy Storage System | a0l4L0000005iOR | PRO-000856
Kincardine Energy Storage Facility | ENERGYGRIDPOWER3 LTD | Fife Grid Services Facility 275kV Substation |  | 0 | 200 | 200 | 2024-04-12 | Scoping | Directly Connected | SPT | Energy Storage System | a0l4L0000005iP9 | PRO-001653
Kincardine Offshore Wind Farm | KINCARDINE OFFSHORE WINDFARM LIMITED | Redmoss GSP |  | 49.6 | 0 | 49.6 |  | Built | Embedded | SHET | Wind Offshore | a0l4L0000005iW4 | PRO-000277
Kincraig Energy Centre | Kincraig Energy Centre Limited | Dyce GSP |  | 0 | 20.622 | 20.622 | 2024-03-29 | Scoping | Embedded | SHET | Energy Storage System; PV Array (Photo Voltaic/solar) | a0l4L0000005iUa | PRO-001810
King's Lynn 'B' Power Station | EP UK POWER DEVELOPMENT LTD | King's Lynn 400kV Substation |  | 0 | 1700 | 1700 | 2025-10-01 | Consents Approved | Directly Connected | NGET | CCGT (Combined Cycle Gas Turbine) | a0l4L0000005ivm | PRO-001054
Kingfisher Farm | CSWE 6 LIMITED | Monk Fryston 275kV Substation |  | 0 | 200 | 200 | 2036-06-02 | Scoping | Directly Connected | NGET | Energy Storage System | a0l4L000002yQZy | PRO-002555
Kings Lynn A | RWE GENERATION UK PLC | Walpole 132kV Substation |  | 395 | 0 | 395 |  | Built | Embedded | NGET | CCGT (Combined Cycle Gas Turbine) | a0l4L0000005iVR | PRO-000138
Kingsnorth | ENSO GREEN HOLDINGS G LIMITED | Kingsnorth 400kV Substation | 1 | 0 | 49.9 | 49.9 | 2025-06-30 | Scoping | Directly Connected | NGET | Energy Storage System | a0l4L0000005iZ5 | PRO-001360-1
|  | Kingsnorth 400kV Substation | 2 | 0 | 49.9 | 99.8 | 2026-06-30 | Scoping | Directly Connected | NGET | Energy Storage System | a0l4L0000005iZ5 | PRO-001360-2
|  | Kingsnorth 400kV Substation | 3 | 0 | 20.2 | 120 | 2026-12-30 | Scoping | Directly Connected | NGET | Energy Storage System | a0l4L0000005iZ5 | PRO-001360-3
Kinmuck PV and BESS Station | IGP SOLAR 24 LIMITED | Peterhead GSP |  | 0 | 105 | 105 | 2027-05-31 | Scoping | Directly Connected | SHET | Energy Storage System; PV Array (Photo Voltaic/solar) | a0l4L0000005iev | PRO-001700
Kintradwell Energy Park | Renewable Energy Systems Limited |  |  | 0 | 71.4 | 71.4 | 2027-06-30 | Scoping | Directly Connected | SHET | Wind Onshore | a0l4L0000005iyw | PRO-001377
Kirkby | HD001KIR LTD | Kirkby 275kV Substation | 1 | 0 | 49.9 | 49.9 | 2025-09-30 | Consents Approved | Directly Connected | NGET | Gas Reciprocating | a0l4L0000005ice | PRO-001084-1
|  | Kirkby 275kV Substation | 2 | 0 | 7.1 | 57 | 2037-10-30 | Scoping | Directly Connected | NGET | Gas Reciprocating | a0l4L0000005ice | PRO-001084-2
Kirkby (Tertiary) | PIVOTED POWER LLP | Kirkby 275kV Substation |  | 0 | 57 | 57 | 2025-10-31 | Scoping | Directly Connected | NGET | Energy Storage System | a0l4L0000005icf | PRO-001083
Kirkby Green Energy Centre | INNOVA RENEWABLES LIMITED | Kirkby 275kV Substation |  | 0 | 400 | 400 | 2028-10-30 | Scoping | Directly Connected | NGET | Energy Storage System; PV Array (Photo Voltaic/solar) | a0l4L0000005iPZ | PRO-001869
Kirk Hill | KIRK HILL WIND FARM LIMITED | Maybole GSP |  | 0 | 20 | 20 | 2023-12-15 | Consents Approved | Embedded | SPT | Wind Onshore | a0l4L0000005iWM | PRO-000320
Kirklands Farm BESS | GPC Battery Ltd | Westfield GSP |  | 0 | 200 | 200 | 2031-10-31 | Scoping | Directly Connected | SPT | Energy Storage System | a0l8e0000011y2m | PRO-003499
Kirkton Wind Farm | Kirkton Wind Farm Ltd | Kirkton Wind Farm 132kV Substation |  | 0 | 60 | 60 | 2027-10-31 | Scoping | Directly Connected | SHET | Wind Onshore | a0l4L0000005ikR | PRO-001811
Knockcronal Wind Farm | Knockcronal Wind Farm Limited | Knockcronal Wind Farm 33kV Substation |  | 0 | 59.4 | 59.4 | 2027-06-30 | Scoping | Directly Connected | SPT | Wind Onshore | a0l4L0000005ikK | PRO-001801
Knockkippen Energy Park | Naturalis Energy Developments Ltd | Ayr 275/33 kV Substation |  | 0 | 60 | 60 | 2026-09-30 | Scoping | Embedded | SPT | Energy Storage System; PV Array (Photo Voltaic/solar); Wind Onshore | a0l4L0000005iXo | PRO-001826
Knocknagael BESS | VIRMATI ENERGY LTD | Knocknagael 132kV Substation |  | 0 | 200 | 200 | 2030-10-31 | Scoping | Directly Connected | SHET | Energy Storage System | a0l8e000000exNN | PRO-003712
Knockodhar Wind Farm | REG KNOCKODHAR LIMITED | Mark Hill 275kV Substation |  | 0 | 120 | 120 | 2028-04-30 | Scoping | Directly Connected | SPT | Wind Onshore | a0l4L0000005inY | PRO-000483
KXP Alpha One | KXP ALPHA I LIMITED | Fawley 132kV Substation |  | 0 | 99.9 | 99.9 | 2036-10-24 | Scoping | Directly Connected | NGET | Energy Storage System | a0l4L0000005iyW | PRO-002348
KXP Alpha Three | KXP ALPHA III LIMITED | Fawley 132kV Substation |  | 0 | 99.9 | 99.9 | 2036-10-24 | Scoping | Directly Connected | NGET | Energy Storage System | a0l4L0000005iyD | PRO-002351
KXP Alpha Two | KXP ALPHA II LIMITED | Fawley 132kV Substation |  | 0 | 99.99 | 99.99 | 2036-10-24 | Scoping | Directly Connected | NGET | Energy Storage System | a0l4L0000005iku | PRO-002349
Kype Muir | BANKS RENEWABLES (KYPE MUIR WIND FARM) LIMITED | Coalburn 132/33kV Substation |  | 88.4 | 0 | 88.4 |  | Built | Directly Connected | SPT | Wind Onshore | a0l4L0000005isV | PRO-000316
L48 BESS Burnside | Lower 48 Energy BESS Limited | New Deer 2 132kV Substation |  | 0 | 200 | 200 | 2033-10-31 | Scoping | Directly Connected | SHET | Energy Storage System | a0l8e0000010xRp | PRO-003063
L48 BESS Dams of Craigie | Lower 48 Energy BESS Limited | L48 BESS Dams of Craigie |  | 0 | 220 | 220 | 2033-10-31 | Scoping | Directly Connected | SHET | Energy Storage System; PV Array (Photo Voltaic/solar) | a0l8e000000f4ZK | PRO-003853
L48 BESS Glen App | Lower 48 Energy BESS Limited | L48 BESS Glen App |  | 0 | 200 | 200 | 2028-10-31 | Scoping | Directly Connected | SPT | Energy Storage System | a0l8e0000010xJ5 | PRO-003058
Lacey's Farm BESS | Bluestone Energy Ltd | Rayleigh Main 400kV Substation |  | 0 | 924 | 924 | 2033-10-31 | Scoping | Directly Connected | NGET | Energy Storage System | a0l8e000001HomM | PRO-004095
Lairdmannoch Energy Park | WIND 2 PROJECT 4 LIMITED | Lairdmannoch Energy Park 132kV substation |  | 0 | 100 | 100 | 2030-06-28 | Scoping | Directly Connected | SPT | Energy Storage System | a0l8e000000eytl | PRO-003781
Lairg II Wind Farm | ENERGYFARM UK LAIRG LLP | Lairg GSP |  | 0 | 50 | 50 | 2026-10-31 | Consents Approved | Directly Connected | SHET | Wind Onshore | a0l4L0000005ibk | PRO-001434
Lakeside Energy Drax | LAKESIDE ENERGY STORAGE LIMITED | Drax GSP |  | 0 | 99.9 | 99.9 | 2024-03-29 | Consents Approved | Directly Connected | NGET | Energy Storage System | a0l4L0000005ifz | PRO-001522
Laleham | PIVOTED POWER LLP | Laleham 275kV Substation |  | 0 | 49.9 | 49.9 | 2024-10-31 | Scoping | Directly Connected | NGET | Energy Storage System | a0l4L0000005iue | PRO-001063
Laleham BESS | Acorn Power Limited | Laleham 132kV Substation |  | 0 | 200 | 200 | 2038-04-30 | Scoping | Embedded | NGET | Energy Storage System | a0l8e000001Hxbb | PRO-004277
Lamford Hill | Benbrack Wind Farm Limited | Lamford Hill 132kV/33kV Substation |  | 0 | 20 | 20 | 2026-10-30 | Scoping | Directly Connected | SPT | Wind Onshore | a0l4L0000005izC | PRO-001481
Lanarkshire BESS | CARLTON POWER LIMITED | Strathaven 400kV |  | 0 | 500 | 500 | 2027-04-30 | Scoping | Directly Connected | SPT | Energy Storage System | a0l4L0000005ivk | PRO-002183
Landulph | PIVOTED POWER LLP | Landulph 400kV Substation |  | 0 | 49.9 | 49.9 | 2022-10-31 | Consents Approved | Directly Connected | NGET | Energy Storage System | a0l4L0000005ifR | PRO-001131
Lan Fawr Energy Park | LAN FAWR ENERGY PARK LIMITED | Pont Abraham GSP |  | 0 | 246.4 | 246.4 | 2028-09-11 | Scoping | Embedded | NGET | Wind Onshore | a0l4L0000005iP4 | PRO-001609
Langage | EP LANGAGE LIMITED | Langage 400kV Substation |  | 905 | 0 | 905 |  | Built | Directly Connected | NGET | CCGT (Combined Cycle Gas Turbine) | a0l4L0000005itv | PRO-000200
Langage 400 | ENSO GREEN HOLDINGS LIMITED | Langage 400kV Substation | 1 | 0 | 200 | 200 | 2036-12-19 | Scoping | Directly Connected | NGET | Energy Storage System; PV Array (Photo Voltaic/solar) | a0l4L0000005itl | PRO-002192-1
|  | Langage 400kV Substation | 2 | 0 | 100 | 300 | 2037-10-31 | Scoping | Directly Connected | NGET | Energy Storage System; PV Array (Photo Voltaic/solar) | a0l4L0000005itl | PRO-002192-2
|  | Langage 400kV Substation | 3 | 0 | 100 | 400 | 2038-10-31 | Scoping | Directly Connected | NGET | Energy Storage System; PV Array (Photo Voltaic/solar) | a0l4L0000005itl | PRO-002192-3
Langage Battery Storage | LANGAGE ENERGY PARK LIMITED | Langage 400kV Substation |  | 0 | 249 | 249 | 2031-10-30 | Scoping | Directly Connected | NGET | Energy Storage System | a0l4L0000005iaC | PRO-002016
Langage Farm | Hatchworks Investments Ltd | Langage 400kV Substation |  | 0 | 1000 | 1000 | 2037-12-19 | Scoping | Directly Connected | NGET | Energy Storage System; PV Array (Photo Voltaic/solar) | a0l4L000002yQaS | PRO-002561
Langbank Solar and BESS | UK RENFREWSHIRE 1 LTD | Devol Moor 132kV Substation |  | 0 | 49.9 | 49.9 | 2027-10-29 | Scoping | Directly Connected | SPT | Energy Storage System; PV Array (Photo Voltaic/solar) | a0l8e0000011zGE | PRO-003569
Lawfield and Branxton Energy Park | Renewable Energy Systems Limited | Lawfield and Branxton Energy Park 400kV Substation |  | 0 | 400 | 400 | 2028-06-30 | Scoping | Directly Connected | SPT | Energy Storage System | a0l4L0000005iu5 | PRO-002229
Leadenham High Impact Green Energy Hub | TELIS ENERGY UK LIMITED | Navenby 400kV Substation |  | 0 | 1000 | 1000 | 2034-10-31 | Awaiting Consents | Directly Connected | NGET | Energy Storage System; Nuclear; PV Array (Photo Voltaic/solar); Wind Onshore | a0l8e000000f40k | PRO-003815
Learielaw Energy Storage | Learielaw Energy Storage Ltd | Broxburn GSP |  | 0 | 100 | 100 | 2028-10-31 | Scoping | Directly Connected | SPT | Demand; Energy Storage System | a0l4L0000005jA7 | PRO-002531
Learney BESS | IGP SOLAR 22 LIMITED | Learney Teed 132kV |  | 0 | 50 | 50 | 2032-10-01 | Scoping | Directly Connected | SHET | Energy Storage System | a0l8e000000TPI2 | PRO-003241
Lebanon Farm 2 BESS | Bluestone Energy Ltd | Warley 275kV Substation |  | 0 | 275 | 275 | 2030-10-31 | Scoping | Directly Connected | NGET | Energy Storage System | a0l8e000000f5dj | PRO-003939
Legacy 400 | ENSO GREEN HOLDINGS LIMITED | Legacy 400kV Substation | 1 | 0 | 200 | 200 | 2033-10-30 | Scoping | Directly Connected | NGET | Energy Storage System; PV Array (Photo Voltaic/solar) | a0l4L0000005izn | PRO-002193-1
|  | Legacy 400kV Substation | 2 | 0 | 100 | 300 | 2034-10-30 | Scoping | Directly Connected | NGET | Energy Storage System; PV Array (Photo Voltaic/solar) | a0l4L0000005izn | PRO-002193-2
|  | Legacy 400kV Substation | 3 | 0 | 100 | 400 | 2035-10-30 | Scoping | Directly Connected | NGET | Energy Storage System; PV Array (Photo Voltaic/solar) | a0l4L0000005izn | PRO-002193-3
Legacy Green Energy Centre | LEGACY GREEN ENERGY LIMITED | Legacy 400kV Substation | 1 | 0 | 400 | 400 | 2026-10-30 | Awaiting Consents | Directly Connected | NGET | Energy Storage System; PV Array (Photo Voltaic/solar) | a0l4L0000005idL | PRO-001662-1
|  | Legacy 400kV Substation | 2 | 0 | 400 | 800 | 2032-10-30 | Awaiting Consents | Directly Connected | NGET | Energy Storage System; PV Array (Photo Voltaic/solar) | a0l4L0000005idL | PRO-001662-2
|  | Legacy 400kV Substation | 3 | 0 | 225 | 1025 | 2033-10-28 | Awaiting Consents | Directly Connected | NGET | Energy Storage System; PV Array (Photo Voltaic/solar) | a0l4L0000005idL | PRO-001662-3
Legacy Tertiary Connection | HD639LEG LIMITED | Legacy 400kV Substation |  | 0 | 57 | 57 | 2024-08-31 | Consents Approved | Directly Connected | NGET | Energy Storage System | a0l4L0000005izM | PRO-001171
Leighton Buzzard | ORRÖN ENERGY DEVELOPMENT LIMITED | Leighton Buzzard 400kV Substation |  | 0 | 1000 | 1000 | 2032-10-31 | Scoping | Directly Connected | NGET | Demand; PV Array (Photo Voltaic/solar) | a0l8e000000TPR0 | PRO-003411
Lessnessock Solar Farm | Renewable Energy Systems Limited | Coylton 132/33kV Substation |  | 0 | 150 | 150 | 2030-07-30 | Scoping | Directly Connected | SPT | PV Array (Photo Voltaic/solar) | a0l4L0000005iyT | PRO-002454
Letch Beck Energy Park | Renewable Energy Systems Limited | Norton East 400kV Substation |  | 0 | 600 | 600 | 2033-10-31 | Scoping | Directly Connected | NGET | Energy Storage System; PV Array (Photo Voltaic/solar) | a0l4L000002yQZU | PRO-002550
Lethans Wind Farm | BANKS RENEWABLES (LETHANS WIND FARM) LIMITED | Lethans 132kV Substation |  | 0 | 132 | 132 | 2027-06-30 | Consents Approved | Directly Connected | SPT | Wind Onshore | a0l4L0000005iZ9 | PRO-001367
Lethans Wind Farm Extension | Banks Renewables (Lethans East Wind Farm) Limited | Lethans 132kV Substation |  | 0 | 85 | 85 | 2027-10-30 | Scoping | Directly Connected | SPT | Wind Onshore | a0l8e0000011ywS | PRO-003553
Lethen Wind Farm | FRED. OLSEN RENEWABLES LIMITED | Lethen Wind Farm 132/33kV Substation |  | 0 | 114 | 114 | 2029-10-31 | Scoping | Directly Connected | SHET | Energy Storage System; Wind Onshore | a0l4L0000005ivM | PRO-002307
LGB300 | Lovat Estates Ltd | LGB300 400KV Substation |  | 0 | 300 | 300 | 2031-07-31 | Scoping | Directly Connected | SHET | Energy Storage System | a0l8e000000f52S | PRO-003907
Lightsource Bodelwyddan | LIGHTSOURCE RENEWABLE UK DEVELOPMENT LIMITED | Bodelwyddan 400kV Substation |  | 0 | 300 | 300 | 2037-10-31 | Scoping | Directly Connected | NGET | Energy Storage System | a0l8e000000f4rr | PRO-003877
Lightsource Bramford PV & BESS | LIGHTSOURCE RENEWABLE UK DEVELOPMENT LIMITED | Bramford 400kV Substation |  | 0 | 240 | 240 | 2034-10-30 | Scoping | Directly Connected | NGET | Energy Storage System; PV Array (Photo Voltaic/solar) | a0l8e000000f42R | PRO-003835
Lightsource Chirk | LIGHTSOURCE RENEWABLE UK DEVELOPMENT LIMITED | Chirk 400kV Substation |  | 0 | 240 | 240 | 2037-10-31 | Scoping | Directly Connected | NGET | Energy Storage System; PV Array (Photo Voltaic/solar) | a0l8e000000f4Yv | PRO-003848
Lightsource Ferryside PV | LIGHTSOURCE RENEWABLE UK DEVELOPMENT LIMITED | Carmarthen 400kV Substation |  | 0 | 240 | 240 | 2037-10-30 | Scoping | Directly Connected | NGET | Energy Storage System; PV Array (Photo Voltaic/solar) | a0l8e000000eyX9 | PRO-003761
Lightsource Grendon PV+BESS | LIGHTSOURCE RENEWABLE UK DEVELOPMENT LIMITED | Grendon 400kV Substation |  | 0 | 240 | 240 | 2033-10-30 | Scoping | Directly Connected | NGET | Energy Storage System; PV Array (Photo Voltaic/solar) | a0l8e000000exlW | PRO-003742
Lightsource Lower Frankton | LIGHTSOURCE RENEWABLE UK DEVELOPMENT LIMITED | Shrewsbury 400kV Substation |  | 0 | 240 | 240 | 2036-10-30 | Scoping | Directly Connected | NGET | Energy Storage System; PV Array (Photo Voltaic/solar) | a0l8e000000f4e1 | PRO-003859
Lightsource Marston Vale 240MW PV+BESS | LIGHTSOURCE RENEWABLE UK DEVELOPMENT LIMITED | Marston Vale 400kV Substation |  | 0 | 240 | 240 | 2036-10-30 | Scoping | Directly Connected | NGET | Energy Storage System; PV Array (Photo Voltaic/solar) | a0l8e000000f6OS | PRO-003981
Lightsource Mon Solar 2 | LIGHTSOURCE SPV 204 LIMITED | Wylfa South 400kV Substation |  | 0 | 120 | 120 | 2037-11-30 | Scoping | Directly Connected | NGET | Energy Storage System; PV Array (Photo Voltaic/solar) | a0l4L000002yQb6 | PRO-002563
Lightsource Mount Annan BESS | LIGHTSOURCE RENEWABLE UK DEVELOPMENT LIMITED | Chapelcross 132/33kV Substation |  | 0 | 150 | 150 | 2031-10-31 | Scoping | Directly Connected | SPT | Energy Storage System | a0l8e0000010x0K | PRO-003034
Lightsource Newchurch PV/BESS | LIGHTSOURCE RENEWABLE UK DEVELOPMENT LIMITED | Newchurch 400kV Substation |  | 0 | 240 | 240 | 2037-10-30 | Scoping | Directly Connected | NGET | Energy Storage System; PV Array (Photo Voltaic/solar) | a0l8e000000exRu | PRO-003717
Lightsource Norton East PV | LIGHTSOURCE RENEWABLE UK DEVELOPMENT LIMITED | Norton East 400kV Substation |  | 0 | 240 | 240 | 2036-10-31 | Scoping | Directly Connected | NGET | Energy Storage System; PV Array (Photo Voltaic/solar) | a0l8e000000exlR | PRO-003741
Lightsource Overton | LIGHTSOURCE RENEWABLE UK DEVELOPMENT LIMITED | Overton 400kV Substation |  | 0 | 240 | 240 | 2036-10-30 | Scoping | Directly Connected | NGET | Energy Storage System; PV Array (Photo Voltaic/solar) | a0l8e000000f69h | PRO-003958
Lightsource Pyworthy | LIGHTSOURCE RENEWABLE UK DEVELOPMENT LIMITED | Pyworthy 400kV Substation |  | 0 | 300 | 300 | 2037-10-30 | Scoping | Directly Connected | NGET | Energy Storage System | a0l8e000001HodQ | PRO-004089
Lightsource Rhigos BESS | LIGHTSOURCE RENEWABLE UK DEVELOPMENT LIMITED | Rhigos GSP |  | 0 | 300 | 300 | 2037-10-31 | Scoping | Directly Connected | NGET | Energy Storage System | a0l8e000000exSd | PRO-003726
Lightsource Shipley PV | LIGHTSOURCE RENEWABLE UK DEVELOPMENT LIMITED | Shipley Road |  | 0 | 240 | 240 | 2037-10-30 | Scoping | Directly Connected | NGET | Energy Storage System; PV Array (Photo Voltaic/solar) | a0l8e000000exIe | PRO-003707
Lightsource Yaxley PV | LIGHTSOURCE RENEWABLE UK DEVELOPMENT LIMITED | Yaxley 400kV Substation |  | 0 | 240 | 240 | 2037-10-31 | Scoping | Directly Connected | NGET | Energy Storage System; PV Array (Photo Voltaic/solar) | a0l8e000000f4Ar | PRO-003837
Limekiln | Limekiln Extension Limited | Limekilns 132/33kV substation |  | 0 | 106 | 106 | 2024-04-30 | Consents Approved | Directly Connected | SHET | Wind Onshore | a0l4L0000005itV | PRO-000515
Lincomb Farm 120MW BESS Scheme | FPC Electric Land Limited | Bishops Wood 275kV Substation |  | 0 | 120 | 120 | 2033-06-30 | Scoping | Embedded | NGET | Energy Storage System | a0l4L0000005iUb | PRO-002442
Lincs Offshore Wind Farm | LINCS WIND FARM LIMITED | Lincs 33/132kV Offshore Substation |  | 265 | 0 | 265 |  | Built | Directly Connected | OFTO | Wind Offshore | a0l4L0000005iqE | PRO-000215
Lisa's Battery Storage | POTENCIA ENERGY LIMITED | Mybster 3 132/33kV Substation |  | 0 | 47 | 47 | 2030-10-31 | Scoping | Directly Connected | SHET | Energy Storage System | a0l8e000000TPNR | PRO-003280
Lister Battery (formerly Lister Drive) | LISTER BATTERY LTD | Lister Drive 275kV Substation |  | 0 | 57 | 57 | 2023-10-31 | Scoping | Directly Connected | NGET | Energy Storage System | a0l4L0000005iz9 | PRO-001088
Lister Drive | ORSTED ESS MERSEY LIMITED | Lister Drive 132kV Substation |  | 20 | 0 | 20 |  | Built | Embedded | NGET | Energy Storage System | a0l4L0000005iXS | PRO-001257
Lister Drive 275kV | LISTER DRIVE SOLUTIONS LIMITED | Lister Drive 275kV Substation |  | 0 | 0 | 0 |  | Built | Directly Connected | NGET | Reactive Compensation | a0l4L0000005iOd | PRO-001248
Lister Drive Shaw | Carnegie BES Limited | Carnegie Road Substation |  | 0 | 57 | 57 | 2025-05-01 | Scoping | Directly Connected | NGET | Energy Storage System | a0l4L0000005izr | PRO-001342
Little Barford | RWE GENERATION UK PLC | Eaton Socon 400kV Substation |  | 740 | 0 | 740 |  | Built | Directly Connected | NGET | CCGT (Combined Cycle Gas Turbine) | a0l4L0000005inp | PRO-000125
Littlebrook BESS | ECODEV GROUP LTD | Littlebrook 400kV Substation |  | 0 | 300 | 300 | 2027-07-15 | Scoping | Embedded | NGET | Energy Storage System | a0l4L0000005iWg | PRO-001832
Littlebrook GEC (Ethos Green) | LITTLEBROOK GREEN ENERGY CENTRE LTD | Rowdown 400kV Substation |  | 0 | 400 | 400 | 2031-10-22 | Awaiting Consents | Directly Connected | NGET | Demand; Energy Storage System; PV Array (Photo Voltaic/solar); Reactive Compensation | a0l8e000000f5cX | PRO-003938
Little Harrowden | ORRÖN ENERGY DEVELOPMENT LIMITED | Little Harrowden 400kV |  | 0 | 1000 | 1000 | 2032-10-31 | Scoping | Directly Connected | NGET | Demand; PV Array (Photo Voltaic/solar) | a0l8e000000TPRP | PRO-003416
Little Hill | BRYN GILWERN ENERGY PARK LIMITED | Pont Abraham GSP |  | 0 | 74.9 | 74.9 | 2026-10-31 | Scoping | Embedded | NGET | Wind Onshore | a0l4L0000005iUF | PRO-001556
Little Horsted | CSE34 LIMITED | Little Horsted GSP |  | 0 | 49.9 | 49.9 | 2031-10-31 | Scoping | Directly Connected | NGET | Energy Storage System; PV Array (Photo Voltaic/solar) | a0l4L0000005iuA | PRO-002214
| LIGHTSOURCE RENEWABLE UK DEVELOPMENT LIMITED | Little Horsted 400kV Substation |  | 0 | 57 | 57 | 2037-10-30 | Scoping | Directly Connected | NGET | Energy Storage System; PV Array (Photo Voltaic/solar) | a0l8e000000exRk | PRO-003715
Little Horsted Energy Park | ELEMENTS GREEN DEVELOPMENT LTD | Little Horsted 400kV Substation |  | 0 | 1260 | 1260 | 2037-10-31 | Scoping | Directly Connected | NGET | Energy Storage System; PV Array (Photo Voltaic/solar) | a0l8e00000120NS | PRO-003624
Little Raith BES | DAISY NO 2 LIMITED | Glenniston GSP |  | 0 | 50 | 50 | 2023-08-15 | Consents Approved | Embedded | SPT | Energy Storage System | a0l4L0000005iQy | PRO-000887
Littlewoods Wind Farm | EDF ENERGY RENEWABLES LIMITED | Littlewoods Wind Farm 132/33kV |  | 0 | 68.4 | 68.4 | 2028-08-31 | Scoping | Directly Connected | SHET | Wind Onshore | a0l4L0000005iNo | PRO-001825
Livishie (part of the Moriston Cascade) | SSE GENERATION LIMITED | Glenmoriston GSP |  | 18 | 0 | 18 |  | Built | Embedded | SHET | Hydro | a0l4L0000005iVY | PRO-000173
Llanwern Phase 1 | GREENFIELDS (T) LIMITED | Whitson 275kV Substation |  | 0 | 95 | 95 | 2028-10-31 | Awaiting Consents | Directly Connected | NGET | Energy Storage System; PV Array (Photo Voltaic/solar) | a0l4L0000005iwP | PRO-001124
Llanwern Phase 2 | FUTURE ENERGY LLANWERN LIMITED | Whitson 275kV Substation |  | 0 | 190 | 190 | 2028-10-01 | Awaiting Consents | Directly Connected | NGET | Energy Storage System; PV Array (Photo Voltaic/solar) | a0l4L0000005iwO | PRO-001125
Llwynygog | ESGAIR GALED ENERGY PARK LIMITED | Chirk GSP |  | 0 | 125 | 125 | 2027-02-04 | Scoping | Embedded | NGET | Wind Onshore | a0l4L0000005iUK | PRO-001583
Llyn Lort II Energy Park | Llyn Lort II Energy Park Limited | Chirk 132kV |  | 0 | 100 | 100 | 2037-11-01 | Scoping | Embedded | NGET | Wind Onshore | a0l8e0000010waC | PRO-002697
Llŷr Floating Wind | Llŷr Floating Wind Limited | Pembroke 400kV Substation |  | 0 | 1800 | 1800 | 2031-10-31 | Scoping | Directly Connected | NGET | Wind Offshore | a0l4L0000005iZN | PRO-001981
Llywelyn Extension Offshore Wind Farm | RENANTIS UK LIMITED | Pembroke 400kV Substation |  | 0 | 1000 | 1000 | 2036-12-06 | Scoping | Directly Connected | NGET | Wind Offshore | a0l4L0000005iyS | PRO-002406
Llywelyn Floating Offshore Wind Farm | RENANTIS UK LIMITED | Pembroke 400kV Substation |  | 0 | 300 | 300 | 2029-03-31 | Scoping | Directly Connected | NGET | Wind Offshore | a0l4L0000005idP | PRO-001668
Lochay (Part of Killin Cascade Hydro Scheme) | SSE GENERATION LIMITED | Lochay GSP |  | 47 | 0 | 47 |  | Built | Directly Connected | SHET | Hydro | a0l4L0000005ip2 | PRO-000174
Loch Fearna Pumped Storage | GILKES ENERGY LIMITED | Loch Fearna Pumped Storage 132/18kV |  | 0 | 300 | 300 | 2029-10-31 | Scoping | Directly Connected | SHET | Pump Storage | a0l8e0000010wOJ | PRO-002569
Lochgoin Solar Farm | TURBINE MARKETING SPV LIMITED | Whitelee Extension |  | 0 | 89 | 89 | 2024-08-01 | Scoping | Directly Connected | SPT | PV Array (Photo Voltaic/solar) | a0l4L0000005igo | PRO-001107
Loch Kemp PSH Phase 2 | STATERA ENERGY LIMITED | Loch Kemp 275kV substation |  | 0 | 300 | 300 | 2030-10-31 | Scoping | Directly Connected | SHET | Pump Storage | a0l4L0000005iwW | PRO-002285
Loch Kemp Pumped Storage | LOCH KEMP STORAGE LIMITED | Loch Kemp 275kV substation |  | 0 | 300 | 300 | 2027-10-31 | Scoping | Directly Connected | SHET | Pump Storage | a0l4L0000005ix2 | PRO-001559
Loch Liath Wind Farm | LOCH LIATH WIND FARM LIMITED | Loch Liath 132/33kV Substation |  | 0 | 99 | 99 | 2035-10-31 | Scoping | Directly Connected | SHET | Wind Onshore | a0l4L0000005idS | PRO-001671
Lochluichart | LZN LIMITED | Corriemoillie 132kV Substation |  | 69 | 0 | 69 |  | Built | Directly Connected | SHET | Wind Onshore | a0l4L0000005iqh | PRO-000227
Loch Luichart Extension II | BLUEBELL WIND FARM LIMITED | Loch Luichart Extension II Substation |  | 0 | 36 | 36 | 2024-10-31 | Scoping | Directly Connected | SHET | Wind Onshore | a0l4L0000005inU | PRO-000487
Loch nan Eun PSH | LOCH NAN EUN STORAGE LIMITED | Loch Nan Eun 275/18kV |  | 0 | 900 | 900 | 2029-10-31 | Scoping | Directly Connected | SHET | Pump Storage | a0l4L0000005ic7 | PRO-002063
Lochore BESS | LOCHORE BESS LTD | Westfield GSP |  | 0 | 900 | 900 | 2031-10-31 | Scoping | Directly Connected | SPT | Energy Storage System | a0l8e0000011xxF | PRO-003483
Loganhead Windfarm | LOGANHEAD WF LIMITED | Hopsrig Collector 132/33kV Substation |  | 0 | 36 | 36 | 2026-10-31 | Awaiting Consents | Directly Connected | SPT | Wind Onshore | a0l4L0000005isN | PRO-000306
London Array Offshore Wind Farm | LONDON ARRAY LIMITED | London Array 33/150kV Offshore Substations |  | 630 | 0 | 630 |  | Built | Directly Connected | OFTO | Wind Offshore | a0l4L0000005ipc | PRO-000201
Longcroft Energy Park | Renewable Energy Systems Limited | Gala North 400/132kV Substation |  | 0 | 156 | 156 | 2030-10-31 | Scoping | Directly Connected | SPT | Energy Storage System; Wind Onshore | a0l8e0000010wTT | PRO-002623
Longfield Solar | LONGFIELD SOLAR ENERGY FARM LIMITED | Bulls Lodge 400kV Substation |  | 0 | 500 | 500 | 2025-04-01 | Scoping | Directly Connected | NGET | Energy Storage System; PV Array (Photo Voltaic/solar) | a0l4L0000005ivq | PRO-001053
Longhaven Offshore Wind Farm | RENANTIS UK LIMITED | Peterhead 400/275/33kV Substation |  | 0 | 100 | 100 | 2033-10-31 | Scoping | Directly Connected | SHET | Wind Offshore | a0l8e0000010wTi | PRO-002626
Longmorn Energy Park | ELGIN ENERGY ES CO LIMITED | Blackhillock 275kV Substation |  | 0 | 300 | 300 | 2031-08-15 | Scoping | Directly Connected | SHET | Energy Storage System; PV Array (Photo Voltaic/solar) | a0l8e0000010wcr | PRO-002727
Long Stratton PV & BESS Station | IGP INTERNATIONAL PROSPECTING LIMITED | Long Stratton 400kV |  | 0 | 500 | 500 | 2031-10-30 | Scoping | Directly Connected | NGET | Energy Storage System | a0l4L0000005ivJ | PRO-002297
Lorg Extension Wind Farm | RWE RENEWABLES UK ONSHORE WIND LIMITED | Lorg Wind Farm 132/32kV |  | 0 | 33 | 33 | 2029-08-13 | Scoping | Directly Connected | SPT | Wind Onshore | a0l4L0000005iyn | PRO-002430
Lorg Wind Farm | RWE RENEWABLES UK ONSHORE WIND LIMITED | Lorg Wind Farm 132/32kV |  | 0 | 69.5 | 69.5 | 2027-04-30 | Scoping | Directly Connected | SPT | Wind Onshore | a0l4L0000005ikX | PRO-000153
Lovedean (Tertiary) | LOVEDEAN GREEN LIMITED | Lovedean 400kV Substation | 1 | 0 | 49.9 | 49.9 | 2024-07-30 | Scoping | Directly Connected | NGET | Energy Storage System; PV Array (Photo Voltaic/solar) | a0l4L0000005inX | PRO-000484-1
|  | Lovedean 400kV Substation | 2 | 0 | 7.1 | 57 | 2025-05-30 | Scoping | Directly Connected | NGET | Energy Storage System; PV Array (Photo Voltaic/solar) | a0l4L0000005inX | PRO-000484-2
Lovedean Greener Grid Park | STATKRAFT UK LTD | Lovedean 400kV Substation |  | 0 | 49.9 | 49.9 | 2028-06-01 | Scoping | Directly Connected | NGET | Energy Storage System; Reactive Compensation | a0l4L0000005iPL | PRO-001855
Low Harker BESS | Energi Generation 14 Ltd | Harker 400kV Substation |  | 0 | 400 | 400 | 2037-11-30 | Scoping | Directly Connected | NGET | Energy Storage System; PV Array (Photo Voltaic/solar) | a0l8e000000f4nU | PRO-003873
Lubreoch Hydro (Part of Killin Cascade Hydro Scheme) | SSE GENERATION LIMITED | Killin GSP |  | 4 | 0 | 4 |  | Built | Embedded | SHET | Hydro | a0l4L0000005iQs | PRO-000893
Luichart (part of the Conon Cascade) | SSE GENERATION LIMITED | Luichart GSP |  | 34 | 0 | 34 |  | Built | Directly Connected | SHET | Hydro | a0l4L0000005ip3 | PRO-000175
Lullington Solar | LIGHTSOURCE RENEWABLE UK DEVELOPMENT LIMITED | Drakelow 400kV Substation |  | 0 | 240 | 240 | 2029-10-31 | Scoping | Directly Connected | NGET | Energy Storage System; PV Array (Photo Voltaic/solar) | a0l4L0000005iux | PRO-002225
Lynefield BESS | WINDEL GRID 1 LIMITED | Blyth 400kV Substation |  | 0 | 200 | 200 | 2033-10-31 | Scoping | Directly Connected | NGET | Energy Storage System | a0l8e0000011yx6 | PRO-003555
Lynemouth Power Station | LYNEMOUTH POWER LIMITED | Blyth GSP |  | 396 | 0 | 396 |  | Built | Embedded | NGET | Biomass | a0l4L0000005iVy | PRO-000255
Lynes Common | RWE COGEN UK (HYTHE) LIMITED | Fawley 400kV Substation |  | 49.9 | 0 | 49.9 |  | Built | Embedded | NGET | OCGT (Open Cycle Gas Turbine) | a0l4L0000005iXL | PRO-000231
M74 West Wind Farm | RENEWCO POWER LIMITED | M74 West Wind Farm 132kV |  | 0 | 249.9 | 249.9 | 2028-10-27 | Scoping | Directly Connected | SPT | Energy Storage System; Wind Onshore | a0l4L0000005itx | PRO-002398
Mablethorpe Green Energy Centre | MABLETHORPE GREEN ENERGY CENTRE LIMITED | Mablethorpe 400kV Substation |  | 0 | 1025 | 1025 | 2033-10-30 | Awaiting Consents | Directly Connected | NGET | Energy Storage System; PV Array (Photo Voltaic/solar) | a0l4L0000005iv9 | PRO-002255
Mablethorpe Storage | STATERA ENERGY LIMITED | Mablethorpe 400kV Substation |  | 0 | 1500 | 1500 | 2031-11-30 | Scoping | Directly Connected | NGET | CCGT (Combined Cycle Gas Turbine); Demand | a0l4L0000005iw4 | PRO-001979
Maentwrog | NUCLEAR DECOMMISSIONING AUTHORITY | Maentwrog GSP |  | 30 | 0 | 30 |  | Built | Embedded | NGET | Hydro | a0l4L0000005iW1 | PRO-000261
Maesnant Energy Park | Maesnant Energy Park Limited | Chirk GSP |  | 0 | 150 | 150 | 2033-11-01 | Scoping | Embedded | NGET | Wind Onshore | a0l4L0000005iRZ | PRO-001919
Magwind | MAGNORA OFFSHORE WIND AS | New Dounreay |  | 0 | 495 | 495 | 2033-10-31 | Scoping | Directly Connected | SHET | Wind Offshore | a0l4L0000005iis | PRO-001766
Mannington | BAYWA R.E. UK LIMITED | Mannington 400kV Substation |  | 0 | 57 | 57 | 2025-05-20 | Scoping | Directly Connected | NGET | PV Array (Photo Voltaic/solar) | a0l4L0000005iba | PRO-001092
| PIVOTED POWER LLP | Mannington 400kV Substation |  | 0 | 49.9 | 49.9 | 2024-10-31 | Awaiting Consents | Directly Connected | NGET | Energy Storage System | a0l4L0000005ibb | PRO-001091
Mannington Tertiary | MANNINGTON ENERGY CENTRE LIMITED | Mannington 400kV Substation |  | 0 | 47.5 | 47.5 | 2025-10-30 | Scoping | Directly Connected | NGET | Energy Storage System | a0l4L0000005izW | PRO-000464
Manor Farm Solar Park | CSE42 LIMITED | Fawley GSP |  | 0 | 150 | 150 | 2036-10-24 | Scoping | Directly Connected | NGET | Energy Storage System; PV Array (Photo Voltaic/solar) | a0l4L0000005il5 | PRO-002337
Marchwood | MARCHWOOD POWER LIMITED | Marchwood 400kV Substation |  | 920 | 0 | 920 |  | Built | Directly Connected | NGET | CCGT (Combined Cycle Gas Turbine) | a0l4L0000005iq2 | PRO-000202
MARCHWOOD ENERGY STORAGE | Penso Power Limited | Marchwood 400kV Substation |  | 0 | 200 | 200 | 2031-11-14 | Scoping | Directly Connected | NGET | Energy Storage System | a0l4L0000005iuw | PRO-002190
Margree Wind Farm | ENERGYFARM UK MARGREE LLP | Quantans Hill 132kV |  | 0 | 50 | 50 | 2027-10-31 | Awaiting Consents | Directly Connected | SPT | Wind Onshore | a0l4L0000005ij9 | PRO-001789
Market Harborough | CONNECTID 1 LIMITED | Market Harborough 400kV Substation |  | 0 | 1200 | 1200 | 2034-10-31 | Scoping | Directly Connected | NGET | Demand; Energy Storage System; PV Array (Photo Voltaic/solar); Reactive Compensation | a0l8e000000TPMd | PRO-003271
Market Harborough GEC (Ethos Green) | MARKET HARBOROUGH GREEN ENERGY CENTRE LTD | Market Harborough 400kV Substation |  | 0 | 560 | 560 | 2032-10-31 | Awaiting Consents | Directly Connected | NGET | Demand; Energy Storage System; PV Array (Photo Voltaic/solar); Reactive Compensation | a0l8e000000ViF4 | PRO-004343
Market Harborough Green Energy Hub | TELIS ENERGY UK LIMITED | Thorpe Underwood 400kV |  | 0 | 1000 | 1000 | 2034-10-31 | Scoping | Directly Connected | NGET | Energy Storage System; Nuclear; PV Array (Photo Voltaic/solar); Wind Onshore | a0l8e00000120NN | PRO-003623
Mark Hill Wind Farm | SCOTTISHPOWER RENEWABLES (UK) LIMITED | Mark Hill 275kV Substation |  | 53 | 0 | 53 |  | Built | Directly Connected | SPT | Wind Onshore | a0l4L0000005imd | PRO-000066
Markinch (Rothes) Biomass CHP Plant | RWE MARKINCH LIMITED | Glenrothes GSP |  | 55 | 0 | 55 |  | Built | Embedded | SPT | Biomass | a0l4L0000005iVQ | PRO-000126
Marston Farm 2 | 548 UK INVESTMENT HOLDINGS LIMITED | Marston Vale 400kV Substation |  | 0 | 700 | 700 | 2032-10-31 | Scoping | Directly Connected | NGET | Energy Storage System; PV Array (Photo Voltaic/solar) | a0l8e0000010wdz | PRO-002740
Medway 3 Power Station | MEDWAY POWER LIMITED | Grain 400kV Substation |  | 0 | 500 | 500 | 2030-12-31 | Scoping | Directly Connected | NGET | OCGT (Open Cycle Gas Turbine) | a0l8e0000010wOx | PRO-002578
Medway Power Station | MEDWAY POWER LIMITED | Grain 400kV Substation |  | 735 | 175 | 910 | 2028-10-30 | Built | Directly Connected | NGET | CCGT (Combined Cycle Gas Turbine) | a0l4L0000005iq1 | PRO-000203
Meetlaw BESS | CARRAVINDOON LIMITED | Fiddes GSP |  | 0 | 49.9 | 49.9 | 2028-10-31 | Scoping | Embedded | SHET | Energy Storage System | a0l4L0000005iSs | PRO-001966
Meiklelaught Farm BESS | GPC 1127 LTD | Saltcoats 132kV Substation |  | 0 | 30 | 30 | 2028-08-21 | Scoping | Embedded | SPT | Energy Storage System | a0l8e00000120O1 | PRO-003631
Melksham | IGP SOLAR 15 LIMITED | Melksham 400kV Substation |  | 0 | 500 | 500 | 2029-07-31 | Scoping | Directly Connected | NGET | Energy Storage System; PV Array (Photo Voltaic/solar) | a0l4L0000005iP1 | PRO-001605
Melksham (Tertiary) | MELKSHAM CALNE GREEN LIMITED | Melksham 400kV Substation | 1 | 0 | 49.9 | 49.9 | 2022-10-30 | Scoping | Directly Connected | NGET | Energy Storage System; PV Array (Photo Voltaic/solar) | a0l4L0000005izl | PRO-000463-1
|  | Melksham 400kV Substation | 2 | 0 | 7.1 | 57 | 2023-10-31 | Scoping | Directly Connected | NGET | Energy Storage System; PV Array (Photo Voltaic/solar) | a0l4L0000005izl | PRO-000463-2
Melksham BESS & PV | ELEMENTS GREEN LIMITED | Melksham 400kV Substation |  | 0 | 800 | 800 | 2037-10-15 | Scoping | Directly Connected | NGET | Energy Storage System; PV Array (Photo Voltaic/solar) | a0l4L0000005ikw | PRO-002441
Melkshem (Cartridge Farm) | Queequeg renewables Ltd | Melksham 400kV Substation |  | 0 | 480 | 480 | 2037-10-31 | Awaiting Consents | Directly Connected | NGET | Energy Storage System | a0l8e000000TPCY | PRO-003193
Melvich Wind Energy Hub | Melvich Wind Energy Hub Limited | Melvich GSP |  | 0 | 90 | 90 | 2027-10-31 | Scoping | Directly Connected | SHET | Energy Storage System; Wind Onshore | a0l4L0000005iep | PRO-001688
Menter Mon Morlais Anglesey Marine Energy | MENTER MON CYF | Penrhos GSP | 1 | 0 | 40 | 40 | 2028-03-31 | Scoping | Directly Connected | NGET | Tidal | a0l4L0000005ieU | PRO-001134-1
|  | Penrhos GSP | 2 | 0 | 20 | 60 | 2029-04-01 | Scoping | Directly Connected | NGET | Tidal | a0l4L0000005ieU | PRO-001134-2
|  | Penrhos GSP | 3 | 0 | 40 | 100 | 2030-04-01 | Scoping | Directly Connected | NGET | Tidal | a0l4L0000005ieU | PRO-001134-3
|  | Penrhos GSP | 4 | 0 | 80 | 180 | 2032-04-01 | Scoping | Directly Connected | NGET | Tidal | a0l4L0000005ieU | PRO-001134-4
Mererid Offshore Wind Farm | South West Wind Holdco Limited | Alverdiscott 400kV Substation |  | 0 | 1008 | 1008 | 2036-12-06 | Scoping | Directly Connected | NGET | Wind Offshore | a0l4L0000005ivO | PRO-002391
Merlin 2 Offshore Windfarm | OFFSHORE WIND LIMITED | Alverdiscott 400kV Substation |  | 0 | 1500 | 1500 | 2031-10-31 | Scoping | Directly Connected | NGET | Wind Offshore | a0l4L0000005iZb | PRO-001997
Merlin Offshore Wind Farm | OFFSHORE WIND LIMITED | Alverdiscott 400kV Substation |  | 0 | 300 | 300 | 2028-11-01 | Scoping | Directly Connected | NGET | Wind Offshore | a0l4L0000005ihV | PRO-001728
Merthyr Tydfil Solar | E.E.W. ECO ENERGY WORLD DEVELOPMENT HOLDING LIMITED | Cilfynydd 400kV Substation |  | 0 | 110 | 110 | 2029-05-12 | Scoping | Directly Connected | NGET | PV Array (Photo Voltaic/solar) | a0l4L0000005iY5 | PRO-001830
MeyGen Tidal | MEYGEN PLC | Gills Bay GSP | 1 | 0 | 15 | 15 | 2026-03-31 | Consents Approved | Directly Connected | SHET | Tidal | a0l4L0000005isu | PRO-000336-1
|  | Gills Bay GSP | 2 | 0 | 56 | 71 | 2026-03-31 | Consents Approved | Directly Connected | SHET | Tidal | a0l4L0000005isu | PRO-000336-2
|  | Gills Bay GSP | 3 | 0 | 83 | 154 | 2026-04-01 | Awaiting Consents | Directly Connected | SHET | Tidal | a0l4L0000005isu | PRO-000336-3
|  | Gills Bay GSP | 4 | 0 | 83 | 237 | 2027-04-01 | Awaiting Consents | Directly Connected | SHET | Tidal | a0l4L0000005isu | PRO-000336-4
Mickleham Energy Storage | Penso Power Limited | Rowdown 400kV Substation |  | 0 | 249 | 249 | 2031-10-22 | Scoping | Directly Connected | NGET | Energy Storage System | a0l8e0000011zKg | PRO-003573
Middel Energy Park | LOW CARBON SOLAR PARK 18 LIMITED | Melksham 400kV Substation |  | 0 | 100 | 100 | 2029-09-30 | Scoping | Embedded | NGET | Energy Storage System; PV Array (Photo Voltaic/solar) | a0l4L0000005iTd | PRO-002004
Middle Muir Wind Farm | BANKS RENEWABLES (MIDDLE MUIR WIND FARM) LIMITED |  |  | 51 | 0 | 51 |  | Built | Directly Connected | SPT | Wind Onshore | a0l4L0000005ish | PRO-000321
Middleton BESS | Middleton Energy Storage Limited | Middleton 400KV Substation |  | 0 | 200 | 200 | 2026-11-30 | Scoping | Directly Connected | NGET | Energy Storage System | a0l4L0000005j1Y | PRO-002305
Middleton Farm Solar | Bluestone Energy Ltd |  |  | 0 | 38.7 | 38.7 | 2025-10-06 | Scoping | Embedded | SPT | PV Array (Photo Voltaic/solar) | a0l8e000000f6Jt | PRO-003977
Middlewich BEGA | CONRAD (MIDDLEWICH) LIMITED | Carrington GSP (SP Manweb) |  | 20 | 0 | 20 |  | Built | Embedded | NGET | Gas Reciprocating | a0l4L0000005iPh | PRO-000849
Midlands Estate Energy Park | Renewable Energy Systems Limited | West Burton 400kV Substation |  | 0 | 600 | 600 | 2029-10-31 | Scoping | Directly Connected | NGET | Energy Storage System; PV Array (Photo Voltaic/solar); Wind Onshore | a0l4L0000005iwu | PRO-001945
Millbrook Power | MILLBROOK POWER LIMITED | Marston Vale 400kV Substation |  | 0 | 299 | 299 | 2024-06-28 | Under Construction/Commissioning | Directly Connected | NGET | OCGT (Open Cycle Gas Turbine) | a0l4L0000005ilM | PRO-000373
Millennium Wind | MILLENNIUM WIND ENERGY LIMITED | Millennium GSP |  | 65 | 0 | 65 |  | Built | Directly Connected | SHET | Wind Onshore | a0l4L0000005ipA | PRO-000530
Millfield Lane BESS & Solar | Chiltern Renewables Millfield Limited | Sundon 400kV Substation |  | 0 | 600 | 600 | 2037-10-30 | Scoping | Directly Connected | NGET | Energy Storage System; PV Array (Photo Voltaic/solar) | a0l8e0000010wPb | PRO-002586
Mill Hill Tertiary Connection | HB333MIL LTD | Mill Hill 275kV Substation |  | 0 | 57 | 57 | 2024-08-30 | Consents Approved | Directly Connected | NGET | Energy Storage System | a0l4L0000005iw8 | PRO-000493
Milligansbush Battery Storage | Milligansbush Battery Storage Ltd | Milligansbush Battery Storage 132kV Substation |  | 0 | 200 | 200 | 2036-10-30 | Scoping | Directly Connected | SPT | Demand; Energy Storage System | a0l8e000000TPSX | PRO-003430
Millmoor Rig Wind Farm | ESB ASSET DEVELOPMENT UK LIMITED | Hawick GSP |  | 0 | 92.8 | 92.8 | 2029-10-30 | Scoping | Directly Connected | SPT | Wind Onshore | a0l4L0000005iYM | PRO-001936
Minety | HB411MIN Limited | Minety 400kV Substation |  | 0 | 47.5 | 47.5 | 2024-10-31 | Consents Approved | Directly Connected | NGET | Energy Storage System | a0l4L0000005inP | PRO-000454
Minety Tertiary (2) | JBM SOLAR PROJECTS 14 LIMITED | Minety GSP |  | 0 | 47.5 | 47.5 | 2024-10-30 | Scoping | Directly Connected | NGET | PV Array (Photo Voltaic/solar) | a0l4L0000005inQ | PRO-000432
Minnygap | MINNYGAP ENERGY LIMITED | Moffat GSP |  | 25 | 0 | 25 |  | Built | Directly Connected | SPT | Wind Onshore | a0l4L0000005irJ | PRO-000262
Minsca | MINSCA WINDFARM (SCOTLAND) LIMITED | Chapelcross GSP |  | 37.5 | 0 | 37.5 |  | Built | Embedded | SPT | Wind Onshore | a0l4L0000005iVo | PRO-000236
Moelfre Energy Park | MOELFRE ENERGY PARK LIMITED | Bodelwyddan 400kV Substation |  | 0 | 158.4 | 158.4 | 2026-10-31 | Scoping | Directly Connected | NGET | Wind Onshore | a0l4L0000005iek | PRO-001500
Moel y Llyn | Llyn Lort Energy Park Limited | Chirk GSP |  | 0 | 251 | 251 | 2027-02-04 | Scoping | Embedded | NGET | Wind Onshore | a0l4L0000005iUM | PRO-001585
Monets Garden | MONETS GARDEN BATTERY LTD | Osbaldwick 400kV Substation |  | 0 | 57 | 57 | 2024-10-30 | Consents Approved | Directly Connected | NGET | Energy Storage System | a0l4L0000005icg | PRO-001082
Monk Fryston | ENSO GREEN HOLDINGS LIMITED | Monk Fryston 400kV Substation |  | 0 | 400 | 400 | 2031-10-31 | Scoping | Directly Connected | NGET | Energy Storage System; PV Array (Photo Voltaic/solar) | a0l4L0000005ikV | PRO-002159
| IGP SOLAR 18 LIMITED | Monk Fryston 275kV Substation |  | 0 | 500 | 500 | 2029-12-31 | Scoping | Directly Connected | NGET | Energy Storage System; PV Array (Photo Voltaic/solar) | a0l4L0000005iy0 | PRO-001646
Monk Fryston BESS | HARMONY ENERGY LIMITED | Monk Fryston 275kV Substation |  | 0 | 200 | 200 | 2029-10-31 | Scoping | Directly Connected | NGET | Energy Storage System | a0l4L0000005ixX | PRO-001619
Monk Fryston Energy Park | ELEMENTS GREEN DEVELOPMENT LTD | Monk Fryston 400kV Substation |  | 0 | 800 | 800 | 2035-10-24 | Scoping | Directly Connected | NGET | Energy Storage System; PV Array (Photo Voltaic/solar) | a0l4L000002yQWa | PRO-002539
Monk Fryston SSE | SSE BATTERY MONK FRYSTON LIMITED | Monk Fryston 275kV Substation |  | 0 | 320 | 320 | 2025-10-31 | Consents Approved | Directly Connected | NGET | Energy Storage System | a0l4L0000005ixy | PRO-001627
Monk Fryston Tertiary Connection | HD777FRY LTD | Monk Fryston 275kV Substation |  | 0 | 57 | 57 | 2024-10-01 | Consents Approved | Directly Connected | NGET | Energy Storage System | a0l4L0000005inc | PRO-000479
Monquhill Wind Farm | RWE RENEWABLES UK ONSHORE WIND LIMITED | Monquhill Wind Farm 132kV/33kV |  | 0 | 10 | 10 | 2027-04-30 | Awaiting Consents | Directly Connected | SPT | Wind Onshore | a0l4L0000005ind | PRO-000478
Mon Solar Farm | LIGHTSOURCE SPV 204 LIMITED | Wylfa 400kV Substation |  | 0 | 240 | 240 | 2028-10-31 | Scoping | Directly Connected | NGET | Energy Storage System; PV Array (Photo Voltaic/solar) | a0l4L0000005ix8 | PRO-001480
Montreathmont Moor Forest | Montreathmont Energy Centre Limited | Lunanhead GSP |  | 0 | 34.375 | 34.375 | 2025-10-31 | Scoping | Embedded | SHET | Energy Storage System; PV Array (Photo Voltaic/solar) | a0l4L0000005iPG | PRO-001849
Moray East Offshore Wind Farm | MORAY OFFSHORE WINDFARM (EAST) LIMITED | New Deer 400kV Substation |  | 900 | 0 | 900 |  | Built | Directly Connected | SHET | Wind Offshore | a0l4L0000005ip7 | PRO-000533
Moray West Offshore Windfarm | MORAY OFFSHORE WINDFARM (WEST) LIMITED | Moray Firth 220/33kV Platform 1 & 2 Offshore Substation | 1 | 0 | 800 | 800 | 2024-04-01 | Consents Approved | Directly Connected | SHET | Wind Offshore | a0l4L0000005ifS | PRO-001130-1
|  | Moray Firth 220/33kV Platform 1 & 2 Offshore Substation | 2 | 0 | 60 | 860 | 2026-10-31 | Scoping | Directly Connected | SHET | Wind Offshore | a0l4L0000005ifS | PRO-001130-2
Morecambe Offshore Wind Farm | OFFSHORE WIND LIMITED | Wylfa 400kV Substation |  | 0 | 480 | 480 | 2033-04-01 | Scoping | Directly Connected | NGET | Wind Offshore | a0l4L0000005ibw | PRO-001450
Moreton Estate | EPL NEWCO5 LIMITED | Chickerall B 400kV Substation |  | 0 | 480 | 480 | 2037-04-28 | Scoping | Directly Connected | NGET | Energy Storage System; PV Array (Photo Voltaic/solar) | a0l8e000000f5Bs | PRO-003920
Morgannwg Solar Farm | LIGHTSOURCE SPV 214 LIMITED | Aberthaw 275kV Substation |  | 0 | 249 | 249 | 2028-10-31 | Scoping | Directly Connected | NGET | Energy Storage System; PV Array (Photo Voltaic/solar) | a0l4L0000005ikY | PRO-001775
Morgan Offshore Wind Farm | Morgan Offshore Wind Limited | Wylfa 400kV Substation |  | 0 | 1500 | 1500 | 2033-04-01 | Scoping | Directly Connected | NGET | Wind Offshore | a0l4L0000005ik5 | PRO-001594
Morwind 300 | Morwind Ltd | Alverdiscott 400kV Substation |  | 0 | 300 | 300 | 2031-10-31 | Scoping | Directly Connected | NGET | Wind Offshore | a0l4L0000005ixt | PRO-001787
Mosedale Energy | MOSEDALE ENERGY LIMITED | High Marnham 400kV Substation |  | 0 | 249 | 249 | 2033-03-31 | Scoping | Directly Connected | NGET | Energy Storage System | a0l4L0000005ivU | PRO-002319
Mossford (part of the Conon Cascade) | SSE GENERATION LIMITED | Mossford GSP |  | 18.7 | 0 | 18.7 |  | Built | Directly Connected | SHET | Hydro | a0l4L0000005ipQ | PRO-000176
Mossy Hill Wind Farm | MOSSY HILL SHETLAND LIMITED | Mossy Hill 132kV Substation |  | 0 | 48 | 48 | 2027-04-01 | Consents Approved | Directly Connected | SHET | Wind Onshore | a0l4L0000005iwm | PRO-000461
Mountain Fen | LIGHTSOURCE SPV 204 LIMITED | Coddington 400kV Substation |  | 0 | 240 | 240 | 2034-09-30 | Scoping | Directly Connected | NGET | Energy Storage System | a0l8e000000f4x7 | PRO-003891
Moy Wind Farm | ENECO MOY LIMITED | Inverness GSP |  | 60 | 0 | 60 |  | Built | Embedded | SHET | Wind Onshore | a0l4L0000005iVm | PRO-000232
Muaitheabhal Wind Farm | UISENIS POWER LIMITED | Muaitheabhal 132/33kV Substation |  | 0 | 150 | 150 | 2030-10-31 | Consents Approved | Directly Connected | SHET | Wind Onshore | a0l4L0000005iro | PRO-000272
Muir Mhor Offshore Wind Farm | MUIR MHÒR OFFSHORE WIND FARM LIMITED | Cirrus Offshore Windfarm Substation |  | 0 | 1000 | 1000 | 2033-10-31 | Scoping | Directly Connected | SHET | Wind Offshore | a0l4L0000005izG | PRO-001698
Murphy Distribution Centre Ocker Hill | MUA ELECTRICITY LIMITED | Ocker Hill 275kV Substation |  | 0 | 240 | 240 | 2032-10-30 | Scoping | Directly Connected | NGET | Energy Storage System | a0l4L0000005iuB | PRO-002213
Murroch BESS | GPC Battery Ltd | Strathleven GSP |  | 0 | 200 | 200 | 2031-05-22 | Scoping | Directly Connected | SPT | Energy Storage System | a0l8e000001205e | PRO-003610
Mwdwl Eithin Energy Park | MWDWL EITHIN ENERGY PARK LIMITED | Gwyddelwern 400kV Substation |  | 0 | 81.2 | 81.2 | 2026-10-31 | Scoping | Directly Connected | NGET | Wind Onshore | a0l4L0000005ifq | PRO-001511
Nant | SSE GENERATION LIMITED |  |  | 15 | 0 | 15 |  | Built | Directly Connected | SHET | Hydro | a0l4L0000005ipR | PRO-000177
Nant Aman | NANT AMAN ENERGY PARK LIMITED | Rhigos 400kV Substation |  | 0 | 143 | 143 | 2028-10-01 | Scoping | Directly Connected | NGET | Wind Onshore | a0l4L0000005iNc | PRO-001640
Nant Ceiment Energy Park | NANT CEIMENT ENERGY PARK LIMITED | Pont Abraham GSP |  | 0 | 88.4 | 88.4 | 2027-09-11 | Scoping | Embedded | NGET | Wind Onshore | a0l4L0000005iP5 | PRO-001610
Nant Y Maen Wind Farm | EDF ENERGY RENEWABLES LIMITED | Nant Y Maen 132KV Substation |  | 0 | 150 | 150 | 2032-05-01 | Scoping | Directly Connected | NGET | Wind Onshore | a0l4L0000005iv0 | PRO-001158
Narachan Wind Farm | ENERGYFARM UK NARACHAN LLP | Carradale 1 GSP |  | 0 | 72.6 | 72.6 | 2028-11-30 | Scoping | Embedded | SHET | Wind Onshore | a0l4L0000005iSH | PRO-001926
Native River (Capenhurst) | NATIVE RIVER LTD | Capenhurst 275kV Substation |  | 0 | 57 | 57 | 2024-05-30 | Consents Approved | Directly Connected | NGET | Energy Storage System | a0l4L0000005iib | PRO-001557
Natpower Basingstoke Green Energy Park | NP SPV23 LIMITED | Fleet 400kV Substation |  | 0 | 1000 | 1000 | 2038-10-31 | Scoping | Directly Connected | NGET | Energy Storage System | a0l8e000000expy | PRO-003746
NatPower Nursling Energy Park | NATPOWER MARINE LIMITED | Nursling 400kV Substation |  | 0 | 1000 | 1000 | 2037-10-31 | Scoping | Directly Connected | NGET | Energy Storage System | a0l8e000001HrCK | PRO-004190
NatPower Teesside Green Energy Park | NATPOWER MARINE LIMITED | Lackenby 400kV Substation |  | 0 | 1000 | 1000 | 2035-10-31 | Scoping | Directly Connected | NGET | Energy Storage System | a0l8e000001HrYt | PRO-004207
Natpower Thimbleby Green Energy Park | NP SPV 22 LIMITED | Thimbleby 400kV substation |  | 0 | 1000 | 1000 | 2033-10-31 | Scoping | Directly Connected | NGET | Energy Storage System | a0l8e000000exh7 | PRO-003740
Natpower Upsall Green Energy Park | NP SPV 21 LIMITED | Upsall 400kV substation |  | 0 | 1000 | 1000 | 2033-10-31 | Scoping | Directly Connected | NGET | Energy Storage System | a0l8e000000exh2 | PRO-003739
Navenby Farm | CODDINGTON 10 RENEWABLES LTD | Coddington 400kV Substation |  | 0 | 1000 | 1000 | 2034-10-30 | Scoping | Directly Connected | NGET | Energy Storage System; PV Array (Photo Voltaic/solar) | a0l8e000001Hnxl | PRO-004045
Navenby GEC (Ethos Green) | NAVENBY GREEN ENERGY CENTRE LTD | Navenby 400kV Substation |  | 0 | 580 | 580 | 2033-10-30 | Awaiting Consents | Directly Connected | NGET | Demand; Energy Storage System; PV Array (Photo Voltaic/solar); Reactive Compensation | a0l8e000000f5Y8 | PRO-003936
Neart Na Gaoithe Offshore Wind Farm | NEART NA GAOITHE OFFSHORE WIND LIMITED | Neart Na Gaoithe 220/66KV Offshore Substation |  | 0 | 448 | 448 | 2023-06-01 | Consents Approved | Directly Connected | SPT | Wind Offshore | a0l4L0000005irp | PRO-000273
Necton Greener Grid Park | STATKRAFT UK LTD | Necton 400kV Substation | 1 | 0 | 0 | 0 | 2026-10-31 | Awaiting Consents | Directly Connected | NGET | Energy Storage System; Reactive Compensation | a0l4L000002yQb1 | PRO-002562-1
|  | Necton 400kV Substation | 2 | 0 | 78 | 78 | 2032-10-31 | Awaiting Consents | Directly Connected | NGET | Energy Storage System; Reactive Compensation | a0l4L000002yQb1 | PRO-002562-2
Neilston 132kV Greener Grid Park | STATKRAFT UK LTD | Neilston 132kV Substation | 1 | 0 | 50 | 50 | 2024-05-31 | Scoping | Directly Connected | SPT | Energy Storage System; Reactive Compensation | a0l4L0000005iYh | PRO-001343-1
|  | Neilston 132kV Substation | 2 | 0 | 100 | 150 | 2025-10-31 | Scoping | Directly Connected | SPT | Energy Storage System; Reactive Compensation | a0l4L0000005iYh | PRO-001343-2
Neilston 400kV Greener Grid Park | STATKRAFT UK LTD | Neilston 400kV Substation |  | 0 | 600 | 600 | 2027-05-17 | Scoping | Directly Connected | SPT | Energy Storage System; Reactive Compensation | a0l4L0000005ias | PRO-001419
Neilston Synchronous Compensation | NEILSTON GRID SERVICES LIMITED | Neilston 400kV Substation |  | 0 | 0 | 0 | 2024-07-31 | Consents Approved | Directly Connected | SPT | Reactive Compensation | a0l4L0000005iah | PRO-001405
NEL Story | Willow Energy Limited | Harker 400kV Substation |  | 0 | 240 | 240 | 2037-11-30 | Scoping | Directly Connected | NGET | Energy Storage System | a0l8e000000f5rS | PRO-003940
Net Zero Teesside Power Project | NET ZERO TEESSIDE POWER LIMITED | Tod Point 275kV Substation |  | 0 | 860 | 860 | 2026-04-30 | Awaiting Consents | Directly Connected | NGET | CCGT (Combined Cycle Gas Turbine) | a0l4L0000005iyz | PRO-001400
Newark BESS | SSE DE SOLAR HOLDCO LIMITED | Cottam 400kV Substation |  | 0 | 600 | 600 | 2033-09-30 | Scoping | Directly Connected | NGET | Energy Storage System; PV Array (Photo Voltaic/solar) | a0l4L000002yQa3 | PRO-002556
Newarthill Energy Park | Geocore Ltd | Newarthill Energy Park 275kV Substation |  | 0 | 250 | 250 | 2027-10-28 | Scoping | Directly Connected | SPT | Energy Storage System | a0l4L0000005jAC | PRO-002532
Newchurch | SSE UTILITY SOLUTIONS LIMITED | Dungeness 400kV Substation |  | 0 | 400 | 400 | 2031-10-04 | Scoping | Directly Connected | NGET | Energy Storage System; PV Array (Photo Voltaic/solar) | a0l4L0000005ic4 | PRO-002056
New Cumnock BESS | NEW CUMNOCK BESS LTD | New Cumnock 275/132kV Substation |  | 0 | 450 | 450 | 2030-10-30 | Scoping | Directly Connected | SPT | Energy Storage System; PV Array (Photo Voltaic/solar) | a0l8e0000011xxP | PRO-003485
New Deer Battery Storage | WEAVER POWER LIMITED | New Deer 400kV Substation |  | 0 | 500 | 500 | 2033-10-31 | Scoping | Directly Connected | SHET | Energy Storage System | a0l4L0000005ixL | PRO-001987
New Deer BESS Station | IGP SOLAR 25 LIMITED | New Deer 2 400kV Substation |  | 0 | 500 | 500 | 2033-10-31 | Scoping | Directly Connected | SHET | Energy Storage System | a0l4L0000005iPM | PRO-001856
Newlands Hill Wind Energy Hub | NEWLANDS HILL WIND ENERGY HUB LIMITED | Newlands Hill 132/33kV |  | 0 | 119 | 119 | 2029-04-30 | Scoping | Directly Connected | SPT | Energy Storage System; Wind Onshore | a0l4L000002yQY7 | PRO-002549
Newtonwood BESS | NEWTONWOOD ENERGY STORAGE LIMITED | Chesterfield GSP |  | 0 | 49.9 | 49.9 | 2023-08-15 | Under Construction/Commissioning | Embedded | NGET | Energy Storage System | a0l8e000001Hpwk | PRO-004156
Nicolton Road BESS | GPC Battery Ltd | Grangemouth 275/33kV |  | 0 | 250 | 250 | 2030-10-30 | Scoping | Directly Connected | SPT | Energy Storage System | a0l8e000000TPHT | PRO-003234
Ninfield | ORRÖN ENERGY DEVELOPMENT LIMITED | Ninfield 400kV Substation |  | 0 | 1000 | 1000 | 2030-10-31 | Scoping | Directly Connected | NGET | Energy Storage System; PV Array (Photo Voltaic/solar) | a0l8e000000TPQq | PRO-003408
Ninfield Green Energy Centre | NINFIELD GREEN ENERGY CENTRE LIMITED | Ninfield 400kV Substation |  | 0 | 600 | 600 | 2031-10-31 | Awaiting Consents | Directly Connected | NGET | Energy Storage System; PV Array (Photo Voltaic/solar) | a0l4L0000005iMY | PRO-002163
Ninfield Greener Grid Park | STATKRAFT UK LTD | Ninfield 400kV Substation | 1 | 0 | 0 | 0 | 2025-10-31 | Awaiting Consents | Directly Connected | NGET | Energy Storage System; Reactive Compensation | a0l4L0000005ihh | PRO-001756-1
|  | Ninfield 400kV Substation | 2 | 0 | 49.9 | 49.9 | 2029-10-31 | Awaiting Consents | Directly Connected | NGET | Energy Storage System; Reactive Compensation | a0l4L0000005ihh | PRO-001756-2
Norfolk001 | EVOLUTION POWER LIMITED | Walpole 400kV Substation |  | 0 | 860 | 860 | 2031-11-30 | Scoping | Directly Connected | NGET | Energy Storage System; PV Array (Photo Voltaic/solar) | a0l4L0000005iZa | PRO-001996
Norfolk Boreas | NORFOLK BOREAS LIMITED | Necton 400kV Substation |  | 0 | 1320 | 1320 | 2026-08-01 | Awaiting Consents | Directly Connected | NGET | Wind Offshore | a0l4L0000005izT | PRO-000399
Norrington Gate | ADV 004 LIMITED | Melksham 400kV Substation |  | 0 | 150 | 150 | 2037-09-15 | Scoping | Embedded | NGET | Energy Storage System | a0l4L0000005iMF | PRO-002329
North East Offshore Wind Farm | CALEDONIA OFFSHORE WIND FARM LIMITED | New Deer 2 400kV Substation |  | 0 | 2000 | 2000 | 2033-10-31 | Scoping | Directly Connected | SHET | Wind Offshore | a0l4L0000005ibm | PRO-001436
North Falls Offshore Wind Farm | SSE RENEWABLES SERVICES (UK) LIMITED | North Falls Offshore Platform Substation |  | 0 | 1000 | 1000 | 2030-10-31 | Scoping | Directly Connected | NGET | Wind Offshore | a0l4L0000005izV | PRO-000451
NorthFleet 2 BESS | CSE41 LIMITED | NorthFleet 400kV Substation |  | 0 | 300 | 300 | 2028-10-31 | Scoping | Directly Connected | NGET | Energy Storage System | a0l4L0000005itr | PRO-002322
NorthFleet Tertiary | CSE29 LIMITED | Northfleet East 400kV Substation |  | 0 | 49.9 | 49.9 | 2026-06-30 | Scoping | Directly Connected | NGET | Energy Storage System; PV Array (Photo Voltaic/solar) | a0l4L0000005ibC | PRO-002038
North Killingholme Power Project | C.GEN KILLINGHOLME LIMITED | Killingholme 400kV Substation |  | 0 | 540 | 540 | 2026-10-31 | Consents Approved | Directly Connected | NGET | CCGT (Combined Cycle Gas Turbine) | a0l4L0000005iaK | PRO-001038
North Kyle New Cumnock | NORTH KYLE WIND FARM LIMITED | New Cumnock 132kV Substation |  | 0 | 212 | 212 | 2024-04-30 | Awaiting Consents | Directly Connected | SPT | Wind Onshore | a0l4L0000005inu | PRO-000474
North Lanrigg Battery Storage | North Lanrigg Battery Storage Ltd | North Lanrigg Substation |  | 0 | 200 | 200 | 2028-10-30 | Scoping | Directly Connected | SPT | Demand; Energy Storage System | a0l8e0000010wXz | PRO-002671
North Lowther Energy Initiative | NLEI LTD | NLEI GSP |  | 0 | 151.2 | 151.2 | 2028-04-01 | Scoping | Directly Connected | SPT | Wind Onshore | a0l4L0000005it0 | PRO-000344
North Sea | RWE RENEWABLES UK LIMITED |  |  | 0 | 1500 | 1500 | 2033-01-01 | Scoping | Directly Connected | NGET | Wind Offshore | a0l4L0000005iZF | PRO-001375
North Sea B (Irish Sea) | RWE RENEWABLES UK LIMITED | Wylfa 400kV Substation |  | 0 | 1500 | 1500 | 2033-04-01 | Scoping | Directly Connected | NGET | Wind Offshore | a0l4L0000005iZn | PRO-001386
North Wales Hybrid | SOLAR CENTURY HOLDINGS LIMITED | Bodelwyddan 400kV Substation |  | 0 | 53 | 53 | 2026-09-02 | Scoping | Directly Connected | NGET | Energy Storage System; PV Array (Photo Voltaic/solar) | a0l4L0000005icj | PRO-001079
Norton | BAYWA R.E. UK LIMITED | Norton 400kV Substation |  | 0 | 57 | 57 | 2025-05-01 | Awaiting Consents | Directly Connected | NGET | Energy Storage System; PV Array (Photo Voltaic/solar) | a0l4L0000005ixs | PRO-001537
| ENSO GREEN HOLDINGS LIMITED | Norton 400kV Substation |  | 0 | 400 | 400 | 2032-10-31 | Scoping | Directly Connected | NGET | Energy Storage System; PV Array (Photo Voltaic/solar) | a0l4L0000005itM | PRO-002157
Norton PV and BESS | Darlington Solar 1 Limited | Norton 400kV Substation |  | 0 | 40.9 | 40.9 | 2024-10-31 | Consents Approved | Directly Connected | NGET | Energy Storage System; PV Array (Photo Voltaic/solar) | a0l4L0000005ixW | PRO-001437
Norton Solar Farm | JBM SOLAR PROJECTS 29 LIMITED | Norton GSP |  | 0 | 180 | 180 | 2031-10-31 | Scoping | Embedded | NGET | PV Array (Photo Voltaic/solar) | a0l4L0000005iXm | PRO-001875
Norwich | ASHGREEN ENERGY FARM LIMITED | Norwich GSP |  | 0 | 49.5 | 49.5 | 2024-10-31 | Consents Approved | Directly Connected | NGET | CCGT (Combined Cycle Gas Turbine) | a0l4L0000005icm | PRO-001076
| PIVOTED POWER LLP | Norwich GSP |  | 0 | 57 | 57 | 2024-10-31 | Consents Approved | Directly Connected | NGET | Energy Storage System; PV Array (Photo Voltaic/solar) | a0l4L0000005icl | PRO-001077
Norwich 100MW BESS | FLEXION ENERGY SPV 2 LTD | Norwich Main 400kV Substation |  | 0 | 100 | 100 | 2031-10-31 | Scoping | Embedded | NGET | Energy Storage System | a0l4L0000005iXN | PRO-002126
Norwich 2 | EDF ENERGY RENEWABLES LIMITED | Norwich Main 400kV Substation |  | 0 | 28 | 28 | 2033-06-30 | Scoping | Directly Connected | NGET | PV Array (Photo Voltaic/solar); Wind Onshore | a0l4L0000005itQ | PRO-002408
Norwich Green Energy Centre | NORWICH GREEN ENERGY LIMITED | Norwich Main 400kW Substation |  | 0 | 400 | 400 | 2031-04-30 | Awaiting Consents | Directly Connected | NGET | Energy Storage System; PV Array (Photo Voltaic/solar) | a0l4L0000005iix | PRO-001771
Norwich Main BESS | O&G Solar (SPV 38) Limited | Norwich Main 400kV Substation |  | 0 | 249.9 | 249.9 | 2032-10-31 | Scoping | Directly Connected | NGET | Energy Storage System | a0l8e000000f4xH | PRO-003894
Noventum Hawthorn Pit | NOVENTUM POWER SOLAR 2 LIMITED | Hawthorn Pit 400kV Substation |  | 0 | 57 | 57 | 2033-10-31 | Scoping | Directly Connected | NGET | Energy Storage System; PV Array (Photo Voltaic/solar) | a0l8e000000eySm | PRO-003757
Noventum Yaxley | NOVENTUM POWER SOLAR 3 LIMITED | Yaxley 400kV Substation |  | 0 | 150 | 150 | 2032-10-31 | Scoping | Directly Connected | NGET | Energy Storage System; PV Array (Photo Voltaic/solar) | a0l8e000000eySn | PRO-003758
NPI A Offshore | Northland Power UK Limited |  |  | 0 | 1500 | 1500 | 2033-10-31 | Scoping | Directly Connected | SHET | Wind Offshore | a0l4L0000005iNU | PRO-001628
Nursling Tertiary | NURSLING ENERGY TWO LIMITED | Nursling 400kV Substation |  | 49.9 | 0 | 49.9 |  | Built | Directly Connected | NGET | Energy Storage System | a0l4L0000005iwM | PRO-001051
Oaklands Farm Solar PV | BAYWA R.E. UK LIMITED | Drakelow 132kV |  | 0 | 162.3 | 162.3 | 2025-06-01 | Scoping | Directly Connected | NGET | PV Array (Photo Voltaic/solar) | a0l4L0000005iz6 | PRO-001004
Oakley | SSE DE SOLAR HOLDCO LIMITED | Oakley 400kV Substation |  | 0 | 600 | 600 | 2037-10-20 | Scoping | Directly Connected | NGET | Energy Storage System; PV Array (Photo Voltaic/solar) | a0l8e000000f414 | PRO-003818
Oakview Farm BESS | P3P PARTNERS LLP | Hams Hall 400kV Substation |  | 0 | 400 | 400 | 2033-10-31 | Scoping | Directly Connected | NGET | Energy Storage System | a0l8e0000010wab | PRO-002702
Ochill BESS | CARLTON POWER LIMITED | Ochill 132kV Substation |  | 0 | 49.5 | 49.5 | 2028-08-18 | Scoping | Directly Connected | SPT | Energy Storage System | a0l4L0000005jAl | PRO-002536
Ocker Hill Tertiary Connection | HD143OCK LTD | Ocker Hill 275kV Substation |  | 0 | 57 | 57 | 2023-10-31 | Consents Approved | Directly Connected | NGET | Energy Storage System | a0l4L0000005iw7 | PRO-000462
Oldbury (Tertiary) | PIVOTED POWER LLP | Oldbury 275kV Substation |  | 0 | 49.9 | 49.9 | 2025-11-01 | Awaiting Consents | Directly Connected | NGET | Energy Storage System | a0l4L0000005ico | PRO-001074
Old Flatts Farm | Net Zero One Limited |  |  | 0 | 750 | 750 | 2027-09-01 | Scoping | Directly Connected | NGET | Energy Storage System; PV Array (Photo Voltaic/solar) | a0l4L0000005iQb | PRO-001894
Old Forest of Ae | SCOTTISHPOWER RENEWABLES (UK) LIMITED | Old Forest of Ae 33kV Substation |  | 0 | 56 | 56 | 2027-10-31 | Scoping | Directly Connected | SPT | Wind Onshore | a0l4L0000005icn | PRO-001075
Olivers Forest Wind Farm | Oliver Forest Wind Farm Limited | Olivers Forest Wind Farm 132kV Substation |  | 0 | 79.2 | 79.2 | 2031-04-30 | Scoping | Directly Connected | SPT | Wind Onshore | a0l8e0000010wVj | PRO-002648
One Earth Solar Farm | ONE EARTH SOLAR FARM LIMITED | High Marnham 400kV Substation |  | 0 | 500 | 500 | 2027-10-31 | Scoping | Directly Connected | NGET | Energy Storage System; PV Array (Photo Voltaic/solar) | a0l4L0000005izs | PRO-001599
One Planet Solar Farm | ONE PLANET SOLAR FARM LIMITED | Eaton Socon 400kV Substation |  | 0 | 500 | 500 | 2029-10-31 | Scoping | Directly Connected | NGET | PV Array (Photo Voltaic/solar) | a0l4L0000005iuW | PRO-001505
Ormonde Offshore Wind Farm | ORMONDE ENERGY LIMITED | Ormonde 33/132kV Offshore Substation |  | 150 | 0 | 150 |  | Built | Directly Connected | OFTO | Wind Offshore | a0l4L0000005iqF | PRO-000216
Orrin (part of the Conon Cascade) | SSE GENERATION LIMITED | Orrin GSP |  | 18 | 0 | 18 |  | Built | Directly Connected | SHET | Hydro | a0l4L0000005ipS | PRO-000178
Orsted Celtic Sea (OCS01) | ORSTED POWER (UK) LIMITED | Alverdiscott 400kV Substation |  | 0 | 1350 | 1350 | 2036-12-06 | Scoping | Directly Connected | NGET | Wind Offshore | a0l8e000000TP6Q | PRO-003100
Orsted Celtic Sea 2 (OCS02) | ORSTED POWER (UK) LIMITED | Alverdiscott 400kV Substation |  | 0 | 1350 | 1350 | 2036-12-06 | Scoping | Directly Connected | NGET | Wind Offshore | a0l8e000000TP6V | PRO-003101
Osbaldwick PV & BESS Sub | O&G Solar (SPV 46) Limited | Osbaldwick 400kV Substation |  | 0 | 249.9 | 249.9 | 2033-08-30 | Scoping | Directly Connected | NGET | Energy Storage System; PV Array (Photo Voltaic/solar) | a0l8e0000010wPC | PRO-002582
Osprey | BP ALTERNATIVE ENERGY INVESTMENTS LIMITED | Alverdiscott 400kV Substation |  | 0 | 1000 | 1000 | 2036-12-06 | Scoping | Directly Connected | NGET | Wind Offshore | a0l8e0000010wWD | PRO-002654
Osprey 2 | BP ALTERNATIVE ENERGY INVESTMENTS LIMITED | Alverdiscott 400kV Substation |  | 0 | 1000 | 1000 | 2037-10-30 | Scoping | Directly Connected | NGET | Wind Offshore | a0l8e000000TP9e | PRO-003162
Ourack Wind Farm | OURACK WIND FARM LLP | Ourack Wind Farm 132/33 kV Substation |  | 0 | 105 | 105 | 2030-10-31 | Scoping | Directly Connected | SHET | Energy Storage System; Wind Onshore | a0l4L0000005izD | PRO-001490
Ouse Energy Storage | Ouse Energy Limited | Kemsley 400kV Substation |  | 0 | 249 | 249 | 2026-08-24 | Scoping | Directly Connected | NGET | Energy Storage System | a0l4L0000005iPR | PRO-001861
Outh Muir Energy Park | Grupotec Renewables Limited | Dunfermline GSP |  | 0 | 60 | 60 | 2026-10-31 | Scoping | Embedded | SPT | Energy Storage System; PV Array (Photo Voltaic/solar) | a0l4L0000005iMV | PRO-002456
Overhill BESS | Templemurry Limited | Rothienorman 400kV Substation |  | 0 | 49.9 | 49.9 | 2024-10-31 | Consents Approved | Embedded | SHET | Energy Storage System | a0l4L0000005iSu | PRO-001974
Overhill Wind Farm | ENERGYFARM UK OVERHILL LLP | Overhill WF 132kV Substation |  | 0 | 50 | 50 | 2027-06-30 | Consents Approved | Directly Connected | SPT | Wind Onshore | a0l4L0000005inw | PRO-000472
Overton Green Energy Centre | INNOVA RENEWABLES LIMITED | Overton 400kV Substation |  | 0 | 1025 | 1025 | 2035-10-24 | Awaiting Consents | Directly Connected | NGET | Energy Storage System; PV Array (Photo Voltaic/solar) | a0l4L0000005iwq | PRO-002252
Overton Solar & Storage Farm | ELEMENTS GREEN LIMITED | Overton 400kV Substation |  | 0 | 1400 | 1400 | 2032-06-01 | Scoping | Directly Connected | NGET | Energy Storage System | a0l4L0000005iuE | PRO-002175
OWF1 Offshore | SCOTTISHPOWER RENEWABLES (UK) LIMITED | OWF1 275/66kV Offshore Substation |  | 0 | 2000 | 2000 | 2028-04-30 | Scoping | Directly Connected | SPT | Wind Offshore | a0l4L0000005iZs | PRO-001392
OWF3 | SCOTTISHPOWER RENEWABLES (UK) LIMITED | OWF3 275/66kV Offshore Substation | 1 | 0 | 1000 | 1000 | 2031-10-31 | Scoping | Directly Connected | SHET | Wind Offshore | a0l4L0000005iai | PRO-001406-1
|  | OWF3 275/66kV Offshore Substation | 2 | 0 | 2000 | 3000 | 2033-10-31 | Scoping | Directly Connected | SHET | Wind Offshore | a0l4L0000005iai | PRO-001406-2
OWPL Windfarm | OFFSHORE WIND POWER LIMITED | OWPL Windfarm Platform 220/66kV Offshore Substation | 1 | 0 | 750 | 750 | 2029-10-31 | Scoping | Directly Connected | SHET | Wind Offshore | a0l4L0000005iqS | PRO-000568-1
|  | OWPL Windfarm Platform 220/66kV Offshore Substation | 2 | 0 | 1500 | 2250 | 2031-10-31 | Scoping | Directly Connected | SHET | Wind Offshore | a0l4L0000005iqS | PRO-000568-2
Oykel Wind Farm | STATKRAFT UK LTD | Oykel Wind Farm 132kV Substation |  | 0 | 79.2 | 79.2 | 2032-10-31 | Scoping | Directly Connected | SHET | Wind Onshore | a0l8e0000010wbP | PRO-002711
Pamber Farm | Queequeg renewables Ltd | Bramley |  | 0 | 480 | 480 | 2038-10-31 | Awaiting Consents | Directly Connected | NGET | Energy Storage System | a0l8e0000010wg0 | PRO-002763
Patch Elm Solar Substation | O&G Devco Limited | Folly Farm 132kV Substation |  | 0 | 200 | 200 | 2036-12-06 | Scoping | Embedded | NGET | Energy Storage System; PV Array (Photo Voltaic/solar) | a0l4L0000005iX5 | PRO-002347
Patford Bridge Farm | 548 UK INVESTMENT HOLDINGS LIMITED | Patford Bridge 400kV Substation |  | 0 | 200 | 200 | 2033-10-31 | Scoping | Directly Connected | NGET | Energy Storage System; PV Array (Photo Voltaic/solar) | a0l8e0000010wYi | PRO-002680
Patford Bridge Farm 2 | 548 UK INVESTMENT HOLDINGS LIMITED | New Patford Bridge 400kV Substation |  | 0 | 700 | 700 | 2033-10-31 | Scoping | Directly Connected | NGET | Energy Storage System; PV Array (Photo Voltaic/solar) | a0l8e0000010we4 | PRO-002741
Patford Bridge PV & BESS | O&G Solar (SPV 39) Limited | Patford Bridge 400kV Substation |  | 0 | 249.9 | 249.9 | 2033-10-30 | Scoping | Directly Connected | NGET | Energy Storage System; PV Array (Photo Voltaic/solar) | a0l8e000001Hrhd | PRO-004213
Paxton Dal Energy Park | Renewable Energy Systems Limited | Paxton Dal Energy Park 400kV Substation |  | 0 | 600 | 600 | 2030-07-31 | Scoping | Directly Connected | SPT | Energy Storage System; PV Array (Photo Voltaic/solar) | a0l4L0000005j1D | PRO-002476
Peak Gen Barry | PEAK GEN POWER 6 LIMITED | Aberthaw 132kV Substation |  | 20 | 0 | 20 |  | Built | Embedded | NGET | Energy Storage System | a0l8e000000f4xg | PRO-003899
Peak Gen BEGA | PEAK GEN POWER 2 LIMITED | Walpole 132kV Substation |  | 20.5 | 0 | 20.5 |  | Built | Embedded | NGET | Oil & AGT (Advanced Gas Turbine) | a0l4L0000005iX9 | PRO-001302
Peak Gen Bracknell | PEAK GEN POWER 11 LIMITED | Fleet 132KV Substation |  | 20 | 0 | 20 |  | Built | Embedded | NGET | Oil & AGT (Advanced Gas Turbine) | a0l8e000000f4xb | PRO-003898
Peak Gen Fareham | PEAK GEN POWER 13 LIMITED | Nursling 132kV Substation |  | 21 | 0 | 21 |  | Built | Embedded | NGET | Gas Reciprocating | a0l8e000000f4xq | PRO-003901
Peak Gen Havant | PEAK GEN POWER 18 LIMITED | Lovedean 132KV Substation |  | 21 | 0 | 21 |  | Built | Embedded | NGET | Oil & AGT (Advanced Gas Turbine) | a0l8e000000f4y0 | PRO-003903
Peak Gen Llandarcy | PEAK GEN POWER 5 LIMITED | Swansea North 400kV Substation |  | 21 | 0 | 21 |  | Built | Embedded | NGET | Gas Reciprocating | a0l8e000000f4xl | PRO-003900
Peak Gen Makro Exeter | PEAK GEN POWER 14 LIMITED | Exeter 132kV Substation |  | 20 | 0 | 20 |  | Built | Embedded | NGET | Reactive Compensation | a0l8e000000f4y5 | PRO-003904
Peak Gen Southampton | W4B RENEWABLE ENERGY LIMITED | Nursling GSP |  | 24 | 0 | 24 |  | Built | Embedded | NGET | Gas Reciprocating | a0l8e000000f4xv | PRO-003902
Pelham BESS | O&G Solar (SPV 42) Limited | Pelham 400kV Substation |  | 0 | 249.9 | 249.9 | 2032-10-31 | Scoping | Directly Connected | NGET | Energy Storage System | a0l8e0000010wVK | PRO-002645
Pelham Farm | 548 UK INVESTMENT HOLDINGS LIMITED | Pelham 400kV Substation |  | 0 | 700 | 700 | 2032-10-31 | Scoping | Directly Connected | NGET | Energy Storage System; PV Array (Photo Voltaic/solar) | a0l8e0000010wYn | PRO-002681
Pelham GEC (Ethos Green) | PELHAM GREEN ENERGY CENTRE LTD | Pelham 400kV Substation |  | 0 | 480 | 480 | 2035-05-31 | Awaiting Consents | Directly Connected | NGET | Demand; Energy Storage System; PV Array (Photo Voltaic/solar); Reactive Compensation | a0l8e000000f7xs | PRO-004021
Pembroke (spare bay) | ENSO GREEN HOLDINGS LIMITED | Pembroke 132kV Substation |  | 0 | 120 | 120 | 2026-10-30 | Scoping | Directly Connected | NGET | Energy Storage System; PV Array (Photo Voltaic/solar) | a0l4L0000005iok | PRO-000538
Pembroke BESS | RWE GENERATION UK PLC | Pembroke 400kV Substation |  | 0 | 350 | 350 | 2026-10-01 | Awaiting Consents | Directly Connected | NGET | Energy Storage System | a0l4L0000005iyY | PRO-000337
Pembroke BESS and Solar Station | Renesola Hercules Energy 1 Ltd | Pembroke 400kV Substation |  | 0 | 99.9 | 99.9 | 2028-10-31 | Awaiting Consents | Directly Connected | NGET | Energy Storage System; PV Array (Photo Voltaic/solar) | a0l4L0000005ia1 | PRO-002003
Pembroke Power Station | RWE GENERATION UK PLC | Pembroke 400kV Substation |  | 2199 | 0 | 2199 |  | Built | Directly Connected | NGET | CCGT (Combined Cycle Gas Turbine) | a0l4L0000005imA | PRO-000056
Pencloe Windfarm | PENCLOE WIND ENERGY LIMITED | Pencloe 132/33kV Substation | 1 | 0 | 81 | 81 | 2024-07-01 | Consents Approved | Directly Connected | SPT | Wind Onshore | a0l4L0000005isj | PRO-000323-1
|  | Pencloe 132/33kV Substation | 2 | 0 | 38 | 119 | 2026-04-01 | Awaiting Consents | Directly Connected | SPT | Wind Onshore | a0l4L0000005isj | PRO-000323-2
Penketh Hall Farm | Net Zero One Limited | Fiddlers Ferry 275kV Substation |  | 0 | 249.9 | 249.9 | 2027-09-01 | Scoping | Directly Connected | NGET | Energy Storage System | a0l4L0000005iYJ | PRO-001932
Penn Battery Storage | ANGLO ENERGY STORAGE LTD | Penn 275kV Substation |  | 0 | 249 | 249 | 2033-06-30 | Scoping | Directly Connected | NGET | Energy Storage System | a0l8e0000010wa7 | PRO-002696
Penninghame Wind Farm | EDF ENERGY RENEWABLES LIMITED | Penninghame Substation |  | 0 | 60 | 60 | 2031-10-31 | Scoping | Directly Connected | SPT | Wind Onshore | a0l8e0000010wm8 | PRO-002830
Penn Renewable BESS & Substation | O&G Solar (SPV 30) Limited | Penn 132kV Substation |  | 0 | 99.9 | 99.9 | 2034-10-31 | Scoping | Directly Connected | NGET | Energy Storage System; PV Array (Photo Voltaic/solar) | a0l4L0000005its | PRO-002393
Penrhiwdarren Farm | Greenswitch Capital Limited | Cilfynydd 400kV Substation |  | 0 | 500 | 500 | 2037-09-15 | Scoping | Directly Connected | NGET | Energy Storage System | a0l8e000000f41s | PRO-003828
Pentir Green Energy Centre | INNOVA RENEWABLES LIMITED | Pentir 400kV Substation |  | 0 | 1025 | 1025 | 2037-10-31 | Awaiting Consents | Directly Connected | NGET | Energy Storage System; PV Array (Photo Voltaic/solar) | a0l4L0000005il9 | PRO-002345
Pentland Floating Offshore Wind Farm | HIGHLAND WIND LIMITED | OWF-100 Substation |  | 0 | 100 | 100 | 2025-08-31 | Scoping | Directly Connected | SHET | Wind Offshore | a0l4L0000005idG | PRO-001472
Penwortham (Redscar) | CONRAD (REDSCAR) LIMITED | Penwortham GSP |  | 40 | 0 | 40 |  | Built | Embedded | NGET | Energy Storage System | a0l4L0000005iSQ | PRO-000914
Penwortham BESS | CSE28 LIMITED | Penwortham 400kV Substation |  | 0 | 57 | 57 | 2027-06-01 | Scoping | Directly Connected | NGET | Energy Storage System | a0l4L0000005ibB | PRO-002037
| Penwortham (BES) Ltd | Penwortham 400kV Substation |  | 0 | 57 | 57 | 2024-10-31 | Scoping | Directly Connected | NGET | Energy Storage System | a0l4L0000005iuX | PRO-001804
Penwortham Green Energy Centre | PENWORTHAM GREEN ENERGY LIMITED | Penwortham 400kV Substation | 1 | 0 | 400 | 400 | 2026-10-31 | Awaiting Consents | Directly Connected | NGET | Energy Storage System; PV Array (Photo Voltaic/solar) | a0l4L0000005ier | PRO-001694-1
|  | Penwortham 400kV Substation | 2 | 0 | 200 | 600 | 2036-10-31 | Awaiting Consents | Directly Connected | NGET | Energy Storage System; PV Array (Photo Voltaic/solar) | a0l4L0000005ier | PRO-001694-2
Pen Y Cymoedd Wind Farm | PEN Y CYMOEDD WIND FARM LIMITED | Rhigos 400kV Substation |  | 228 | 0 | 228 |  | Built | Directly Connected | NGET | Wind Onshore | a0l4L0000005iwN | PRO-000217
Persley Croft BESS | RE Projects Development Limited | Persley GSP |  | 0 | 50 | 50 | 2026-10-31 | Scoping | Embedded | SHET | Energy Storage System | a0l4L000002yQXE | PRO-002546
Perwinnes | INNOVA RENEWABLES LIMITED | Dyce GSP |  | 0 | 45 | 45 | 2027-01-15 | Scoping | Directly Connected | SHET | Energy Storage System; PV Array (Photo Voltaic/solar) | a0l4L0000005iYK | PRO-001934
Peterborough | RIVER NENE POWER LIMITED | Walpole 132kV Substation |  | 245 | 0 | 245 |  | Built | Embedded | NGET | CCGT (Combined Cycle Gas Turbine) | a0l4L0000005iVj | PRO-000218
Peterhead | SSE THERMAL GENERATION (SCOTLAND) LIMITED | Peterhead GSP |  | 1180 | 0 | 1180 |  | Built | Directly Connected | SHET | CCGT (Combined Cycle Gas Turbine) | a0l4L0000005imp | PRO-000082
Peterhead Battery | PETERHEAD FLEXPOWER LTD | Peterhead GSP |  | 0 | 500 | 500 | 2033-10-31 | Scoping | Directly Connected | SHET | Energy Storage System | a0l4L0000005iZd | PRO-001999
Peterhead Carbon Capture | SSE THERMAL GENERATION (SCOTLAND) LIMITED | PETERHEAD 275KV SUBSTATION |  | 0 | 910 | 910 | 2033-10-31 | Scoping | Directly Connected | SHET | CCGT (Combined Cycle Gas Turbine) | a0l8e0000012hoo | PRO-004529
Peterhead PV and BESS Station | ETP UK 2 LTD | New Deer 2 400kV Substation |  | 0 | 480 | 480 | 2033-10-31 | Awaiting Consents | Directly Connected | SHET | Energy Storage System; PV Array (Photo Voltaic/solar) | a0l8e0000010wh3 | PRO-002775
Petre Street | MERCIA POWER RESPONSE LIMITED | Pitsmoor GSP |  | 0 | 49.5 | 49.5 | 2033-10-31 | Scoping | Embedded | NGET | Energy Storage System | a0l8e000000ew2O | PRO-003643
Petroc Extension Offshore Wind Farm | BLUEFLOAT ENERGY UK HOLDINGS LIMITED | Alverdiscott 400kV Substation |  | 0 | 1000 | 1000 | 2036-12-06 | Scoping | Directly Connected | NGET | Wind Offshore | a0l4L0000005iM5 | PRO-002404
Petroc Offshore Wind Farm | BLUEFLOAT ENERGY UK HOLDINGS LIMITED | Alverdiscott 400kV Substation |  | 0 | 300 | 300 | 2029-03-31 | Scoping | Directly Connected | NGET | Wind Offshore | a0l4L0000005j1U | PRO-001661
Phoenix 1A Offshore Wind Farm | BP ALTERNATIVE ENERGY INVESTMENTS LIMITED | Phoenix 1A 275/66kV Offshore Substation |  | 0 | 1500 | 1500 | 2031-10-31 | Scoping | Directly Connected | SHET | Wind Offshore | a0l4L0000005izJ | PRO-001515
Phoenix 1B Offshore Wind Farm | BP ALTERNATIVE ENERGY INVESTMENTS LIMITED | Phoenix 1B 275/66kV Offshore Substation |  | 0 | 1500 | 1500 | 2033-10-31 | Scoping | Directly Connected | SPT | Wind Offshore | a0l4L0000005izK | PRO-001519
Pillswood BESS Phase 1 | Harmony (PW) Limited | Creyke Beck GSP |  | 49.9 | 0 | 49.9 |  | Built | Embedded | NGET | Energy Storage System | a0l4L0000005iRR | PRO-001905
Pillswood BESS Phase 2 | Harmony (PW) 2 Limited | Creyke Beck GSP |  | 49.9 | 0 | 49.9 |  | Built | Embedded | NGET | Energy Storage System | a0l4L0000005iRS | PRO-001906
Pines Burn Wind Farm | PINES BURN WIND FARM LLP | Hawick GSP |  | 0 | 50 | 50 | 2023-08-02 | Consents Approved | Embedded | SPT | Wind Onshore | a0l4L0000005iQo | PRO-000897
Pitkerro Road | Vital Energi Solutions Limited | Milton of Craigie GSP |  | 0 | 49.9 | 49.9 | 2033-10-31 | Scoping | Embedded | SHET | Energy Storage System | a0l4L0000005iWw | PRO-002457
Pitlochry (part of the Clunie Cascade) | SSE GENERATION LIMITED |  |  | 15 | 0 | 15 |  | Built | Embedded | SHET | Hydro | a0l4L0000005iVZ | PRO-000179
Pittlesheugh Farm | C A Ramsay Partnership | Eccles 132kV Substation |  | 0 | 340 | 340 | 2030-10-31 | Scoping | Directly Connected | SPT | Energy Storage System | a0l4L000002yQXd | PRO-002547
Pivot Power Harker Hybrid | PIVOTED POWER LLP | Harker 400kV Substation |  | 0 | 49.9 | 49.9 | 2024-10-31 | Consents Approved | Directly Connected | NGET | Energy Storage System | a0l4L0000005iu0 | PRO-001065
Plas Power Estate North Tertiary | LIGHTSOURCE SPV 192 LIMITED | Legacy 400kV Substation |  | 0 | 57 | 57 | 2026-08-01 | Scoping | Directly Connected | NGET | Energy Storage System; PV Array (Photo Voltaic/solar) | a0l4L0000005ixJ | PRO-001050
Plymouth Main | VIRIDIS 178 LIMITED | Landulph GSP |  | 25.52 | 0 | 25.52 |  | Built | Embedded | NGET | CHP (Combined Heat and Power) | a0l4L0000005iUl | PRO-000362
Plymouth Rock | VIRIDIS 178 LIMITED | Landulph GSP |  | 15.08 | 0 | 15.08 |  | Built | Embedded | NGET | CHP (Combined Heat and Power) | a0l4L0000005iUm | PRO-000363
Pogbie Wind Farm | POGBIE WIND FARM (GRID) LIMITED |  |  | 9.6 | 0 | 9.6 |  | Built | Directly Connected | SPT | Wind Onshore | a0l4L0000005irK | PRO-000263
Pond Flexible Energy Park | Pond Flexible Energy Park Limited | Bathgate 132/33kV Substation |  | 0 | 200 | 200 | 2031-06-30 | Scoping | Directly Connected | SPT | Energy Storage System | a0l8e000000TPDM | PRO-003201
Pond Hill Farm 1 | PD688IRO LTD | Minety 400kV Substation |  | 0 | 47.5 | 47.5 | 2025-04-30 | Awaiting Consents | Directly Connected | NGET | Energy Storage System | a0l4L0000005ixq | PRO-001637
Pond Hill Farm 2 BESS | PD688IRO LTD | Minety 400kV Substation |  | 0 | 47.5 | 47.5 | 2025-05-31 | Awaiting Consents | Directly Connected | NGET | Energy Storage System | a0l4L0000005ixz | PRO-001635
Poppleton PV & BESS Sub | O&G Solar (SPV 46) Limited | Poppleton 275kV Substation |  | 0 | 249.9 | 249.9 | 2035-10-24 | Scoping | Directly Connected | NGET | Energy Storage System; PV Array (Photo Voltaic/solar) | a0l8e0000010wV5 | PRO-002642
Port of Mostyn | MOSTYN SEAPOWER LIMITED | Connah's Quay 400kV Substation |  | 0 | 210 | 210 | 2027-04-01 | Scoping | Directly Connected | NGET | Tidal | a0l4L0000005imF | PRO-000421
Portwind | SOURCE ENERGIE LIMITED | Chickerell 400kV Substation |  | 0 | 2500 | 2500 | 2036-12-06 | Scoping | Directly Connected | NGET | Energy Storage System; PV Array (Photo Voltaic/solar); Wind Offshore | a0l4L0000005ibK | PRO-002046
Powersite @ Drakelow | POWERSITE LTD | Drakelow 400kV Substation |  | 0 | 380 | 380 | 2020-10-01 | Under Construction/Commissioning | Directly Connected | NGET | CCGT (Combined Cycle Gas Turbine) | a0l4L0000005ilF | PRO-000364
Priestgill Wind Farm | PRIESTGILL WIND FARM LIMITED | Elvanfoot 275/132/33kV |  | 0 | 43.63 | 43.63 | 2024-12-06 | Consents Approved | Directly Connected | SPT | Wind Onshore | a0l4L0000005ims | PRO-000448
Progress Power Station | PROGRESS POWER LIMITED | Yaxley 400kV Substation |  | 0 | 299 | 299 | 2024-06-28 | Under Construction/Commissioning | Directly Connected | NGET | OCGT (Open Cycle Gas Turbine) | a0l4L0000005irq | PRO-000274
Project Elizabeth (Yellow) | Mona Offshore Wind Limited | Wylfa 400kV Substation |  | 0 | 1500 | 1500 | 2033-04-01 | Scoping | Directly Connected | NGET | Wind Offshore | a0l4L0000005iZr | PRO-001391
Project Yare | ASHGREEN ENERGY FARM LIMITED | Norwich Main 400kV Substation |  | 0 | 49.5 | 49.5 | 2024-10-25 | Awaiting Consents | Directly Connected | NGET | Energy Storage System; PV Array (Photo Voltaic/solar) | a0l4L0000005icA | PRO-002068
Protos Power Station | KEADBY GENERATION LIMITED | Elton 400kV Substation |  | 0 | 910 | 910 | 2037-11-01 | Scoping | Directly Connected | NGET | CCGT (Combined Cycle Gas Turbine) | a0l8e0000010wlU | PRO-002823
Provan Gas Works BESS | Vital Energi Solutions Limited | Carntyne GSP |  | 0 | 49.9 | 49.9 | 2026-06-30 | Scoping | Embedded | SPT | Energy Storage System | a0l8e000000TPBG | PRO-003179
Quantans Hill Wind Farm | VATTENFALL WIND POWER LTD | Quantans Hill 132kV Substation |  | 0 | 95 | 95 | 2027-04-30 | Scoping | Directly Connected | SPT | Wind Onshore | a0l4L0000005iOe | PRO-001247
Quoich (part of the Garry Cascade) | SSE GENERATION LIMITED | Quoich GSP |  | 18 | 0 | 18 |  | Built | Embedded | SHET | Hydro | a0l4L0000005iVa | PRO-000180
Race Bank Extension | ORSTED POWER (UK) LIMITED | Racebank Extension 220/66kV Offshore |  | 0 | 565 | 565 | 2030-04-30 | Scoping | Directly Connected | NGET | Wind Offshore | a0l4L0000005io0 | PRO-000468
Race Bank Wind Farm | RACE BANK WIND FARM LIMITED | Race Bank 132kV Substation |  | 565 | 0 | 565 |  | Built | Directly Connected | NGET | Wind Offshore | a0l4L0000005iqC | PRO-000213
Rampion Extension Offshore Wind Farm | RAMPION EXTENSION DEVELOPMENT LIMITED | Rampion Offshore Wind Farm |  | 0 | 1200 | 1200 | 2026-08-01 | Scoping | Directly Connected | NGET | Wind Offshore | a0l4L0000005io1 | PRO-000467
Rampion Offshore Wind Farm | RAMPION OFFSHORE WIND LIMITED | Rampion 33/132kV Offshore |  | 400 | 0 | 400 |  | Built | Directly Connected | NGET | Wind Offshore | a0l4L0000005iqo | PRO-000248
Ranby | SSE DE SOLAR HOLDCO LIMITED | Jubilee Farm 275kV Substation |  | 0 | 600 | 600 | 2034-08-30 | Scoping | Directly Connected | NGET | Energy Storage System; PV Array (Photo Voltaic/solar) | a0l4L000002yQa8 | PRO-002557
Rassau | ENSO GREEN HOLDINGS LIMITED | Rassau 400kV Substation |  | 0 | 400 | 400 | 2030-10-31 | Scoping | Directly Connected | NGET | Energy Storage System; PV Array (Photo Voltaic/solar); Wind Onshore | a0l4L0000005idk | PRO-002087
Ratcliffe EMERGE | UNIPER UK LIMITED | Ratcliffe GSP |  | 0 | 49.9 | 49.9 | 2024-07-01 | Awaiting Consents | Directly Connected | NGET | Waste | a0l4L0000005iut | PRO-001462
Ratcliffe Kegworth Road BEGA | O&G Devco Limited | Ratcliffe-On-Soar 132kV Substation |  | 0 | 140 | 140 | 2033-10-30 | Scoping | Embedded | NGET | Energy Storage System; PV Array (Photo Voltaic/solar) | a0l8e0000011ymg | PRO-003546
Ratcliffe on Soar | UNIPER UK LIMITED | Ratcliffe-On-Soar 400kV Substation |  | 2021 | 0 | 2021 |  | Built | Directly Connected | NGET | Coal | a0l4L0000005izS | PRO-000050
Ratcliffe-on-Soar | ENSO GREEN HOLDINGS C LIMITED | Ratcliffe-On-Soar 400kV Substation | 1 | 0 | 49.9 | 49.9 | 2025-06-30 | Scoping | Directly Connected | NGET | Energy Storage System | a0l4L0000005iyv | PRO-001361-1
|  | Ratcliffe-On-Soar 400kV Substation | 2 | 0 | 49.9 | 99.8 | 2026-06-30 | Scoping | Directly Connected | NGET | Energy Storage System | a0l4L0000005iyv | PRO-001361-2
|  | Ratcliffe-On-Soar 400kV Substation | 3 | 0 | 20.2 | 120 | 2026-12-30 | Scoping | Directly Connected | NGET | Energy Storage System | a0l4L0000005iyv | PRO-001361-3
Ratcliffe on Soar BESS | FPC Electric Land Limited | Ratcliffe-On-Soar 132kV Substation |  | 0 | 120 | 120 | 2034-10-31 | Scoping | Embedded | NGET | Energy Storage System | a0l8e0000010wch | PRO-002725
Ratcliffe on Soar Farm | KEGWORTH 10 RENEWABLES LTD | Kegworth B 400kV Substation |  | 0 | 1000 | 1000 | 2034-10-31 | Scoping | Directly Connected | NGET | Energy Storage System; PV Array (Photo Voltaic/solar) | a0l8e000000f4nF | PRO-003871
Ratcliffe-on-Soar II | ENSO GREEN HOLDINGS LIMITED | Ratcliffe-On-Soar 400kV Substation | 1 | 0 | 200 | 200 | 2030-10-31 | Scoping | Directly Connected | NGET | Energy Storage System; PV Array (Photo Voltaic/solar) | a0l4L0000005itN | PRO-002158-1
|  | Ratcliffe-On-Soar 400kV Substation | 2 | 0 | 100 | 300 | 2031-10-31 | Scoping | Directly Connected | NGET | Energy Storage System; PV Array (Photo Voltaic/solar) | a0l4L0000005itN | PRO-002158-2
|  | Ratcliffe-On-Soar 400kV Substation | 3 | 0 | 100 | 400 | 2032-10-31 | Scoping | Directly Connected | NGET | Energy Storage System; PV Array (Photo Voltaic/solar) | a0l4L0000005itN | PRO-002158-3
Ratcliffe-On-Soar PV & BESS | O&G Solar (SPV 49) Limited |  |  | 0 | 249.9 | 249.9 | 2033-06-30 | Scoping | Directly Connected | NGET | Energy Storage System; PV Array (Photo Voltaic/solar) | a0l8e0000010wTO | PRO-002622
Rat Hall Solar | Downing Renewable Developments LLP | Burwell South 400kV Substation |  | 0 | 200 | 200 | 2032-10-31 | Scoping | Directly Connected | NGET | Energy Storage System; PV Array (Photo Voltaic/solar) | a0l8e000000f4xC | PRO-003892
Rawhills Battery Energy Storage Facility | ALCEMI STORAGE DEVELOPMENTS 6 LIMITED | Coalburn 400kV GIS Substation |  | 0 | 500 | 500 | 2027-04-16 | Scoping | Directly Connected | SPT | Energy Storage System | a0l4L0000005ifj | PRO-001503
Rayleigh 1 Tertiary | RAYLEIGH GREEN LIMITED | Rayleigh Main 400kV Substation | 1 | 0 | 49.9 | 49.9 | 2023-10-31 | Scoping | Directly Connected | NGET | Energy Storage System; PV Array (Photo Voltaic/solar) | a0l4L0000005io4 | PRO-000460-1
|  | Rayleigh Main 400kV Substation | 2 | 0 | 7.1 | 57 | 2025-10-31 | Scoping | Directly Connected | NGET | Energy Storage System; PV Array (Photo Voltaic/solar) | a0l4L0000005io4 | PRO-000460-2
Rayleigh 2 Tertiary | ENSO GREEN HOLDINGS LIMITED | Rayleigh Main 400kV Substation | 1 | 0 | 49.9 | 49.9 | 2025-10-31 | Scoping | Directly Connected | NGET | Energy Storage System; PV Array (Photo Voltaic/solar) | a0l4L0000005io2 | PRO-000466-1
|  | Rayleigh Main 400kV Substation | 2 | 0 | 7.1 | 57 | 2027-10-31 | Scoping | Directly Connected | NGET | Energy Storage System; PV Array (Photo Voltaic/solar) | a0l4L0000005io2 | PRO-000466-2
Redditch | CINERGY GLOBAL POWER (UK) LIMITED | Feckenham GSP |  | 29 | 0 | 29 |  | Built | Embedded | NGET | CCGT (Combined Cycle Gas Turbine) | a0l4L0000005iVi | PRO-000198
Redfield Road A | VIRIDIS 178 LIMITED | Ratcliffe GSP |  | 20.88 | 0 | 20.88 |  | Built | Embedded | NGET | CHP (Combined Heat and Power) | a0l4L0000005iVg | PRO-000196
Redfield Road B | VIRIDIS 178 LIMITED | Ratcliffe GSP |  | 20.88 | 0 | 20.88 |  | Built | Embedded | NGET | Thermal | a0l4L0000005iVh | PRO-000197
Red Hill Energy Park | Renewable Energy Systems Limited | Monk Fryston 400kV Substation |  | 0 | 800 | 800 | 2035-10-24 | Scoping | Directly Connected | NGET | Demand; Energy Storage System; PV Array (Photo Voltaic/solar) | a0l4L0000005j1o | PRO-002482
Red John PSH | ILI (HIGHLANDS PSH) LIMITED | Red John 275kV Switching Station |  | 0 | 450 | 450 | 2028-07-31 | Scoping | Directly Connected | SHET | Pump Storage | a0l4L0000005iqQ | PRO-000570
Red Moss Farm | Greenswitch Capital Limited | Red Moss GSP |  | 0 | 300 | 300 | 2030-10-30 | Scoping | Directly Connected | SPT | Energy Storage System | a0l8e0000010wSf | PRO-002613
Rhigos BESS | Enviromena Project Management UK Limited | Rhigos 400kV Substation |  | 0 | 221 | 221 | 2037-10-31 | Scoping | Directly Connected | NGET | Energy Storage System | a0l8e0000010wSu | PRO-002616
Richborough 1 | RICHBOROUGH ENERGY PARK LIMITED | Richborough 400kV Substation |  | 0 | 50 | 50 | 2023-11-24 | Scoping | Directly Connected | NGET | Energy Storage System | a0l4L0000005j01 | PRO-001165
Richborough 2 | RICHBOROUGH ENERGY PARK LIMITED | Richborough 400kV Substation |  | 0 | 50 | 50 | 2023-08-25 | Scoping | Directly Connected | NGET | Energy Storage System | a0l4L0000005j02 | PRO-001164
Ridham Battery Storage | CAMBRIDGE POWER LIMITED | Kemsley 400kV Substation |  | 0 | 350 | 350 | 2031-10-31 | Scoping | Directly Connected | NGET | Energy Storage System | a0l8e0000010wNp | PRO-002565
Rigifa BESS | FIELD DEVCO LTD | Gills Bay 132kV |  | 0 | 200 | 200 | 2031-07-31 | Scoping | Directly Connected | SHET | Energy Storage System | a0l8e0000010wfR | PRO-002758
Rivox Wind Farm | RIVOX WIND ENERGY HUB LIMITED | Rivox 132/33kV |  | 0 | 220 | 220 | 2031-10-10 | Scoping | Directly Connected | SPT | Energy Storage System; Wind Onshore | a0l4L0000005iYS | PRO-001944
Roaring Hill Energy Storage Facility | ROARING HILL ENERGY STORAGE LTD | Glenrothes GSP |  | 0 | 49.99 | 49.99 | 2023-07-28 | Scoping | Embedded | SPT | Energy Storage System | a0l4L0000005iQ8 | PRO-001272
Robin Rigg East Offshore Wind Farm | RWE RENEWABLES UK ROBIN RIGG EAST LIMITED | Robin Rigg East 132/33kV Offshore Substation |  | 86 | 0 | 86 |  | Built | Directly Connected | OFTO | Wind Offshore | a0l4L0000005ipa | PRO-000194
Robin Rigg West Offshore Wind Farm | RWE RENEWABLES UK ROBIN RIGG WEST LIMITED | Robin Rigg West Offshore Wind Farm Substation |  | 92 | 0 | 92 |  | Built | Directly Connected | OFTO | Wind Offshore | a0l4L0000005ipb | PRO-000195
Rochdale BESS | Rochdale (BES) Ltd | Rochdale 275kV Substation |  | 0 | 57 | 57 | 2024-06-30 | Scoping | Directly Connected | NGET | Energy Storage System | a0l4L0000005iuU | PRO-001805
Rochester Renewable Project | VATTENFALL WIND POWER LTD | Kingsnorth GSP |  | 0 | 60 | 60 | 2028-09-22 | Scoping | Directly Connected | NGET | Energy Storage System; PV Array (Photo Voltaic/solar); Wind Onshore | a0l4L0000005iwr | PRO-002097
Rocksavage | ROCKSAVAGE POWER COMPANY, LTD. | Rocksavage 400kV Substation |  | 810 | 0 | 810 |  | Built | Directly Connected | NGET | CCGT (Combined Cycle Gas Turbine) | a0l4L0000005iq3 | PRO-000204
Roger Hill Farm | Greenswitch Capital Limited | Roger Hill Farm 132kV substation |  | 0 | 200 | 200 | 2031-10-31 | Scoping | Directly Connected | SPT | Energy Storage System; PV Array (Photo Voltaic/solar) | a0l8e000000exIj | PRO-003708
Roosecote | CENTRICA BRIGG LIMITED | Roosecote 132kV Substation |  | 49 | 0 | 49 |  | Built | Embedded | NGET | Energy Storage System | a0l4L0000005iS1 | PRO-000919
Rothienorman 50MW BESS | ROTHIENORMAN FLEXPOWER LTD | Rothienorman GSP |  | 0 | 50 | 50 | 2024-10-31 | Scoping | Embedded | SHET | Energy Storage System | a0l4L0000005iWj | PRO-002300
Rothienorman Battery | ROTHIENORMAN FLEXPOWER LTD | Rothienorman 400kV Substation |  | 0 | 500 | 500 | 2033-10-31 | Scoping | Directly Connected | SHET | Energy Storage System | a0l4L0000005iZ1 | PRO-001971
Rothienorman Sync Comp | ROTHIENORMAN GRID SERVICES LIMITED | Rothienorman 400kV Substation |  | 0 | 0 | 0 | 2024-03-31 | Consents Approved | Directly Connected | SHET | Reactive Compensation | a0l4L0000005ibt | PRO-001445
Rowancraig Wind Farm | Koehler Renewable Energy UK Limited | Glenglass 132/33kV Substation |  | 0 | 40 | 40 | 2028-10-30 | Scoping | Directly Connected | SPT | Wind Onshore | a0l4L0000005iMU | PRO-002455
Rugby High Impact Green Energy Hub (HIGEH) 1 | TELIS ENERGY UK LIMITED | Enderby 400kV Substation |  | 0 | 1000 | 1000 | 2034-10-31 | Awaiting Consents | Directly Connected | NGET | Energy Storage System; Nuclear; PV Array (Photo Voltaic/solar); Wind Onshore | a0l8e00000120Nc | PRO-003626
Rugeley | IGP SOLAR 17 LIMITED | Rugeley GSP |  | 0 | 600 | 600 | 2029-08-30 | Scoping | Directly Connected | NGET | Energy Storage System; PV Array (Photo Voltaic/solar) | a0l4L0000005iNW | PRO-001630
Rugeley Battery Storage | RUGELEY POWER GENERATION LIMITED | Rugeley 400kV Substation |  | 0 | 400 | 400 | 2033-10-30 | Scoping | Directly Connected | NGET | Energy Storage System | a0l4L0000005iu9 | PRO-002215
Rye House | ORRÖN ENERGY DEVELOPMENT LIMITED | Rye House 400kV Substation |  | 0 | 1000 | 1000 | 2031-10-31 | Scoping | Directly Connected | NGET | Energy Storage System; PV Array (Photo Voltaic/solar) | a0l8e000000TPRA | PRO-003413
| VPI POWER LIMITED | Rye House GSP |  | 715 | 0 | 715 |  | Built | Directly Connected | NGET | CCGT (Combined Cycle Gas Turbine) | a0l4L0000005ipY | PRO-000191
Rye House (Tertiary) | ENSO GREEN HOLDINGS LIMITED | Rye House 400kV Substation | 1 | 0 | 49.9 | 49.9 | 2025-10-31 | Scoping | Directly Connected | NGET | Energy Storage System; PV Array (Photo Voltaic/solar) | a0l4L0000005iza | PRO-000564-1
|  | Rye House 400kV Substation | 2 | 0 | 7.1 | 57 | 2027-10-31 | Scoping | Directly Connected | NGET | Energy Storage System; PV Array (Photo Voltaic/solar) | a0l4L0000005iza | PRO-000564-2
Ryhall Farm | 548 UK INVESTMENT HOLDINGS LIMITED | Casewick 400kV Substation |  | 0 | 200 | 200 | 2034-10-31 | Scoping | Directly Connected | NGET | Energy Storage System; PV Array (Photo Voltaic/solar) | a0l8e0000010wZ2 | PRO-002684
Ryhall PV & BESS | O&G Solar (SPV 47) Limited | Casewick 400kV Substation |  | 0 | 249.9 | 249.9 | 2034-10-31 | Scoping | Directly Connected | NGET | Energy Storage System; PV Array (Photo Voltaic/solar) | a0l8e0000012eoU | PRO-004379
SAE Usk 1 | SIMEC USKMOUTH POWER LIMITED | Uskmouth 275kV Substation |  | 0 | 349 | 349 | 2037-10-31 | Scoping | Directly Connected | NGET | Energy Storage System | a0l8e0000011zZ5 | PRO-003590
SAGE Solar | SAGE NORTH SEA LIMITED | St Fergus Mobil |  | 0 | 20 | 20 | 2025-06-30 | Scoping | Directly Connected | SHET | Demand; PV Array (Photo Voltaic/solar) | a0l4L0000005iyb | PRO-002119
Salamander Offshore Wind Farm | SIMPLY BLUE ENERGY (SCOTLAND) LTD. | Peterhead GSP |  | 0 | 200 | 200 | 2029-10-31 | Scoping | Directly Connected | SHET | Wind Offshore | a0l4L0000005ifr | PRO-001512
Sallachy Wind Farm | WKN SALLACHY LIMITED | Cassley GSP |  | 0 | 49.5 | 49.5 | 2027-08-31 | Awaiting Consents | Embedded | SHET | Wind Onshore | a0l4L0000005iXP | PRO-002137
Saltend | Saltend Cogeneration Company Ltd | Saltend South 400kV Substation |  | 1100 | 0 | 1100 |  | Built | Directly Connected | NGET | CCGT (Combined Cycle Gas Turbine) | a0l4L0000005imD | PRO-000059
Saltend North BESS | ELGIN ENERGY ES CO LIMITED | Saltend North GSP |  | 0 | 100 | 100 | 2037-10-30 | Scoping | Directly Connected | NGET | Energy Storage System | a0l4L0000005itU | PRO-002236
SANDFORD | SSE DE SOLAR HOLDCO LIMITED | Sandford 400kV |  | 0 | 600 | 600 | 2037-10-20 | Scoping | Directly Connected | NGET | Energy Storage System; PV Array (Photo Voltaic/solar) | a0l8e0000010wRX | PRO-002600
Sandy Knowe Wind Farm | SANDY KNOWE WIND FARM LIMITED | Sandy Knowe Wind Farm 132kV Substation | 1 | 86.4 | 0 | 86.4 |  | Built | Directly Connected | SPT | Wind Onshore | a0l4L0000005it1 | PRO-000345-1
|  | Sandy Knowe Wind Farm 132kV Substation | 2 | 0 | 21.6 | 108 | 2027-10-31 | Awaiting Consents | Directly Connected | SPT | Wind Onshore | a0l4L0000005it1 | PRO-000345-2
Sanquhar II Wind Farm | Sanquhar II Community Wind Company Limited | Sanquhar 132/33kV Substation |  | 0 | 250 | 250 | 2024-04-30 | Consents Approved | Directly Connected | SPT | Wind Onshore | a0l4L0000005it6 | PRO-000352
Sanquhar Wind Farm | SANQUHAR COMMUNITY WIND COMPANY LIMITED |  |  | 30 | 0 | 30 |  | Built | Directly Connected | SPT | Wind Onshore | a0l4L0000005iZ8 | PRO-001366
Scaraben Offshore Wind Farm | BLUEFLOAT ENERGY UK HOLDINGS LIMITED | Scaraben 132kV Offshore Substation |  | 0 | 100 | 100 | 2033-10-31 | Scoping | Directly Connected | SHET | Wind Offshore | a0l4L0000005iul | PRO-002401
Scarning | CONNECTID 3 LIMITED | Scarning 400kV Substation |  | 0 | 1400 | 1400 | 2034-10-31 | Scoping | Directly Connected | NGET | Demand; Energy Storage System; PV Array (Photo Voltaic/solar); Reactive Compensation | a0l8e000000TPN2 | PRO-003275
Scatsta1 Greener Grid Park | STATKRAFT UK LTD | Scatsta 132kV Substation |  | 0 | 5 | 5 | 2028-10-31 | Scoping | Directly Connected | SHET | Energy Storage System | a0l8e0000010wXp | PRO-002669
Scira-Dudgeon Extension | EQUINOR NEW ENERGY LIMITED | Norwich Main 400kV Substation | 1 | 0 | 719 | 719 | 2027-07-01 | Scoping | Directly Connected | NGET | Wind Offshore | a0l4L0000005izY | PRO-000507-1
|  | Norwich Main 400kV Substation | 2 | 0 | 231 | 950 | 2031-10-31 | Scoping | Directly Connected | NGET | Wind Offshore | a0l4L0000005izY | PRO-000507-2
Sclenteuch Energy Park | Renewable Energy Systems Limited | Sclenteuch Energy Park 132kV |  | 0 | 54 | 54 | 2029-10-31 | Scoping | Directly Connected | SPT | Energy Storage System; Wind Onshore | a0l4L0000005iuv | PRO-002195
Scoop Hill Wind Farm | COMMUNITY WINDPOWER LIMITED | Scoop Hill Wind Farm 132kV Substation |  | 0 | 500 | 500 | 2025-08-28 | Scoping | Directly Connected | SPT | Wind Onshore | a0l4L0000005ism | PRO-000327
Scotsburn Road | TBC 002 LIMITED | Fyrish 275kV Substation |  | 0 | 170 | 170 | 2030-10-31 | Scoping | Directly Connected | SHET | Energy Storage System | a0l4L0000005iM8 | PRO-002376
Scottish Water Airdrie STW 60MW BESS | Bluestone Energy Ltd | Coatbridge GSP |  | 0 | 45 | 45 | 2028-10-31 | Scoping | Embedded | SPT | Energy Storage System | a0l4L0000005iUS | PRO-002407
Scottish Water Dougliehill WPS | Bluestone Energy Ltd | Devol Moor 132kV Substation |  | 0 | 49 | 49 | 2026-10-30 | Scoping | Embedded | SPT | Energy Storage System | a0l4L0000005iyc | PRO-002411
Seabank | SEABANK POWER LIMITED | Seabank 400kV Substation |  | 1234 | 0 | 1234 |  | Built | Directly Connected | NGET | CCGT (Combined Cycle Gas Turbine) | a0l4L0000005im6 | PRO-000052
Seabank (Tertiary) | PIVOTED POWER LLP | Seabank 400kV Substation |  | 0 | 49.9 | 49.9 | 2023-11-01 | Awaiting Consents | Directly Connected | NGET | Energy Storage System | a0l4L0000005icu | PRO-001068
Seagreen 1A Offshore Wind Farm | SEAGREEN 1A LIMITED | Cockenzie 275kV Substation |  | 0 | 500 | 500 | 2026-04-01 | Under Construction/Commissioning | Directly Connected | SPT | Wind Offshore | a0l4L0000005izH | PRO-000703
Seagreen 1 Offshore Wind Farm | Berwick Bank B Limited | Tealing 275/33kV Substation | 1 | 0 | 10 | 10 | 2022-02-15 | Consents Approved | Directly Connected | SHET | Wind Offshore | a0l4L0000005ipF | PRO-000527-1
|  | Tealing 275/33kV Substation | 2 | 0 | 590 | 600 | 2022-04-01 | Consents Approved | Directly Connected | SHET | Wind Offshore | a0l4L0000005ipF | PRO-000527-2
|  | Tealing 275/33kV Substation | 3 | 0 | 475 | 1075 | 2022-07-01 | Consents Approved | Directly Connected | SHET | Wind Offshore | a0l4L0000005ipF | PRO-000527-3
Sealtainn Offshore Wind Farm | Shetland Offshore Wind Limited | Sealtainn 275kV Offshore |  | 0 | 500 | 500 | 2033-10-31 | Scoping | Directly Connected | SHET | Wind Offshore | a0l8e0000010wXu | PRO-002670
Sellafield | NUCLEAR DECOMMISSIONING AUTHORITY | Hutton 132kV Substation |  | 155 | 0 | 155 |  | Built | Embedded | NGET | CHP (Combined Heat and Power) | a0l4L0000005iVk | PRO-000219
Sellindge (Tertiary) | PIVOTED POWER LLP | Sellindge 400kV Substation |  | 0 | 49.9 | 49.9 | 2024-11-01 | Awaiting Consents | Directly Connected | NGET | Energy Storage System | a0l4L0000005icv | PRO-001067
Sellindge Grid Stability Services | SELLINDGE GRID SERVICES LIMITED | Sellindge 400kV Substation |  | 0 | 0 | 0 | 2025-10-31 | Consents Approved | Directly Connected | NGET | Reactive Compensation | a0l4L0000005iki | PRO-002206
Sellindge West | ORRÖN ENERGY DEVELOPMENT LIMITED | Sellindge West 400kV |  | 0 | 1000 | 1000 | 2030-10-31 | Scoping | Directly Connected | NGET | Energy Storage System; PV Array (Photo Voltaic/solar) | a0l8e000000TPR5 | PRO-003412
Severn Power | SEVERN POWER LIMITED | Uskmouth 275kV Substation |  | 850 | 0 | 850 |  | Built | Directly Connected | NGET | CCGT (Combined Cycle Gas Turbine) | a0l4L0000005iq4 | PRO-000205
Severn Road Avonmouth | FPC Electric Land Limited | Seabank GSP |  | 0 | 135 | 135 | 2033-10-30 | Scoping | Embedded | NGET | Energy Storage System; Gas Reciprocating | a0l8e000001HxRI | PRO-004255
Sevington | UK POWER RESERVE LIMITED | Sellindge 132kV Substation |  | 10 | 0 | 10 |  | Built | Embedded | NGET | CCGT (Combined Cycle Gas Turbine) | a0l4L0000005iW2 | PRO-000264
Shaftesbury Energy Park | TAGENERGY DEVELOPMENT UK LIMITED | Shaftesbury 132kV Substation |  | 0 | 99.9 | 99.9 | 2036-12-06 | Scoping | Embedded | NGET | Energy Storage System | a0l4L0000005iY3 | PRO-002167
SHBEC | EP SHB LIMITED | South Humber Bank 400kV Substation |  | 0 | 83 | 83 | 2026-07-31 | Consents Approved | Directly Connected | NGET | Waste | a0l4L0000005itJ | PRO-001096
Sheaf Energy | SHEAF ENERGY LIMITED | Richborough 400kV Substation |  | 0 | 249 | 249 | 2025-04-30 | Consents Approved | Directly Connected | NGET | Energy Storage System | a0l4L0000005ihY | PRO-001745
Sheilhill Battery Storage | Sheilhill Battery Storage Limited | St Fergus |  | 0 | 100 | 100 | 2033-10-31 | Awaiting Consents | Directly Connected | SHET | Demand; Energy Storage System | a0l4L0000005ivQ | PRO-002149
Sheirdrim Wind Farm | SCOTTISHPOWER RENEWABLES (UK) LIMITED | Sheirdrim 132kV Substation |  | 0 | 84 | 84 | 2026-04-30 | Scoping | Directly Connected | SHET | Wind Onshore | a0l4L0000005icw | PRO-001066
Shepherds Rig Wind Farm | SETT WIND DEVELOPMENT LIMITED | Shepherds Rig Wind Farm 132kV Substation |  | 0 | 84.6 | 84.6 | 2024-07-30 | Scoping | Directly Connected | SPT | Wind Onshore | a0l4L0000005io9 | PRO-000511
Sheringham Shoal Offshore Wind Farm | SCIRA OFFSHORE ENERGY LIMITED | Sheringham Shoal 33/132kV Offshore Substations |  | 315 | 0 | 315 |  | Built | Directly Connected | OFTO | Wind Offshore | a0l4L0000005iqA | PRO-000211
Shipley Road BESS | CSE43 LIMITED | Lovedean 400kV Substation |  | 0 | 400 | 400 | 2031-10-21 | Scoping | Directly Connected | NGET | Energy Storage System | a0l4L000002yQZo | PRO-002553
Shoreham | VPI POWER LIMITED | Bolney 400kV Substation |  | 420 | 0 | 420 |  | Built | Embedded | NGET | CCGT (Combined Cycle Gas Turbine) | a0l4L0000005iVf | PRO-000192
|  | Bolney 400kV Substation | 1 | 40 | 0 | 460 |  | Built | Embedded | NGET | CCGT (Combined Cycle Gas Turbine) | a0l4L0000005iVf | PRO-000192-1
|  | Bolney 400kV Substation | 2 | 0 | -40 | 420 | 2026-10-01 | Under Construction/Commissioning | Embedded | NGET | CCGT (Combined Cycle Gas Turbine) | a0l4L0000005iVf | PRO-000192-2
|  | Bolney 400kV Substation | 3 | 0 | 40 | 460 | 2029-12-31 | Under Construction/Commissioning | Embedded | NGET | CCGT (Combined Cycle Gas Turbine) | a0l4L0000005iVf | PRO-000192-3
Shropshire Energy Park | LOW CARBON SOLAR PARK 34 LIMITED | Shrewsbury 400kV Substation |  | 0 | 500 | 500 | 2033-10-31 | Scoping | Directly Connected | NGET | Energy Storage System; PV Array (Photo Voltaic/solar) | a0l8e000000TPAh | PRO-003172
Sizewell B | EDF ENERGY NUCLEAR GENERATION LIMITED | Sizewell 132kV Substation |  | 1230 | 0 | 1230 |  | Built | Directly Connected | NGET | Nuclear | a0l4L0000005ioQ | PRO-000144
Sizewell C | Sizewell C Limited | Sizewell 400kV Substation | 1 | 0 | 1670 | 1670 | 2029-10-31 | Awaiting Consents | Directly Connected | NGET | Nuclear | a0l4L0000005ioP | PRO-000145-1
|  | Sizewell 400kV Substation | 2 | 0 | 1670 | 3340 | 2030-10-31 | Awaiting Consents | Directly Connected | NGET | Nuclear | a0l4L0000005ioP | PRO-000145-2
Sizing John (Rainhill) | SIZING JOHN LIMITED | Rainhill GSP | 1 | 0 | 57 | 57 | 2024-10-30 | Consents Approved | Directly Connected | NGET | Energy Storage System | a0l4L0000005ijx | PRO-001581-1
|  | Rainhill GSP | 2 | 0 | 85.5 | 142.5 | 2026-09-25 | Consents Approved | Directly Connected | NGET | Energy Storage System | a0l4L0000005ijx | PRO-001581-2
Slickly Wind Farm | Slickly Wind Farm Limited | Slickly 132/33kV Substation | 1 | 0 | 64 | 64 | 2027-10-31 | Scoping | Directly Connected | SHET | Energy Storage System; Wind Onshore | a0l4L0000005ifv | PRO-001517-1
|  | Slickly 132/33kV Substation | 2 | 0 | 50 | 114 | 2028-10-31 | Scoping | Directly Connected | SHET | Energy Storage System; Wind Onshore | a0l4L0000005ifv | PRO-001517-2
Sloy G1 and G4 | SSE GENERATION LIMITED | Sloy GSP |  | 72.5 | 0 | 72.5 |  | Built | Embedded | SHET | Hydro | a0l4L0000005iVb | PRO-000181
Sloy G2 and G3 | SSE GENERATION LIMITED | Sloy GSP |  | 80 | 0 | 80 |  | Built | Directly Connected | SHET | Hydro | a0l4L0000005ipT | PRO-000182
Smeaton BESS | KONA ASSET 3 LIMITED | Smeaton 400kV |  | 0 | 228 | 228 | 2028-06-23 | Scoping | Directly Connected | SPT | Energy Storage System | a0l8e0000010wUM | PRO-002635
Sneddon Law Wind | SNEDDON LAW COMMUNITY WIND COMPANY LTD | Kilmarnock Town 275/33kV Substation |  | 0 | 30 | 30 | 2023-03-31 | Under Construction/Commissioning | Embedded | SPT | Wind Onshore | a0l4L0000005iXb | PRO-000324
Sofia Offshore Wind Farm | SOFIA OFFSHORE WIND FARM LIMITED | Dogger Bank 220kV Offshores | 1 | 0 | 132 | 132 | 2024-09-01 | Consents Approved | Directly Connected | NGET | Wind Offshore | a0l4L0000005imV | PRO-000404-1
|  | Dogger Bank 220kV Offshores | 2 | 0 | 1188 | 1320 | 2025-04-01 | Scoping | Directly Connected | NGET | Wind Offshore | a0l4L0000005imV | PRO-000404-2
Solutia | UK POWER RESERVE LIMITED | Uskmouth 132kV Substation |  | 10 | 0 | 10 |  | Built | Embedded | NGET | CCGT (Combined Cycle Gas Turbine) | a0l4L0000005izh | PRO-000265
Solwaybank | SOLWAYBANK ENERGY LIMITED | Chapelcross 132/33kV Substation |  | 29.9 | 0 | 29.9 |  | Built | Embedded | SPT | Wind Onshore | a0l4L0000005iV4 | PRO-000048
Somerford | PD813ETY LTD | Minety 400kV Substation |  | 0 | 47.5 | 47.5 | 2025-06-30 | Awaiting Consents | Directly Connected | NGET | Energy Storage System; PV Array (Photo Voltaic/solar) | a0l4L0000005ixe | PRO-001631
Somerset Energy Park | LOW CARBON SOLAR PARK 35 LIMITED | Somerset Energy Park Substation |  | 0 | 500 | 500 | 2038-10-31 | Scoping | Directly Connected | NGET | Energy Storage System; PV Array (Photo Voltaic/solar) | a0l8e0000011yGU | PRO-003512
South Brook | DALIA HOLDINGS LTD | Melksham 400kV Substation |  | 0 | 35.5 | 35.5 | 2037-06-28 | Awaiting Consents | Directly Connected | NGET | Energy Storage System; PV Array (Photo Voltaic/solar) | a0l4L0000005iwK | PRO-002402
Southery | SSE UTILITY SOLUTIONS LIMITED | Southery 400kV Substation |  | 0 | 600 | 600 | 2031-10-30 | Scoping | Directly Connected | NGET | Energy Storage System; PV Array (Photo Voltaic/solar) | a0l4L0000005ivg | PRO-002172
Southfields | PD503HAN LTD | Minety 400kV Substation |  | 0 | 47.5 | 47.5 | 2025-06-30 | Awaiting Consents | Directly Connected | NGET | Energy Storage System; PV Array (Photo Voltaic/solar) | a0l4L0000005ixf | PRO-001632
Southfields Farm | PD300RON Ltd | Minety 400kV Substation |  | 0 | 47.5 | 47.5 | 2028-10-31 | Awaiting Consents | Directly Connected | NGET | Energy Storage System | a0l4L0000005iyA | PRO-001852
South Humber Bank | EP SHB LIMITED | South Humber Bank 400kV Substation |  | 1365 | 0 | 1365 |  | Built | Directly Connected | NGET | CCGT (Combined Cycle Gas Turbine) | a0l4L0000005itw | PRO-000366
South Kyle 2 Wind farm | VATTENFALL WIND POWER LTD | New Cummock 132/33kV Substation |  | 0 | 67 | 67 | 2029-05-25 | Scoping | Directly Connected | SPT | Energy Storage System; Wind Onshore | a0l4L0000005ivb | PRO-001963
South Kyle Wind Farm | SOUTH KYLE WIND FARM LIMITED | New Cumnock 132kV Substation |  | 235 | 0 | 235 |  | Built | Directly Connected | SPT | Wind Onshore | a0l4L0000005ioJ | PRO-000137
Spalding | SPALDING ENERGY COMPANY, LTD | Spalding North 400kV Substation |  | 950 | 0 | 950 |  | Built | Directly Connected | NGET | CCGT (Combined Cycle Gas Turbine) | a0l4L0000005iq5 | PRO-000206
Spalding Energy Expansion | SPALDING ENERGY EXPANSION LIMITED | Spalding North 400kV Substation | 1 | 299.99 | 0 | 299.99 |  | Built | Directly Connected | NGET | Energy Storage System; OCGT (Open Cycle Gas Turbine) | a0l4L0000005irD | PRO-000249-1
|  | Spalding North 400kV Substation | 2 | 0 | 550 | 849.99 | 2030-10-30 | Consents Approved | Directly Connected | NGET | Energy Storage System; OCGT (Open Cycle Gas Turbine) | a0l4L0000005irD | PRO-000249-2
Spalding PV and BESS Station | ETP UK 1 LTD | Weston Marsh 400kV Substation |  | 0 | 480 | 480 | 2033-07-30 | Scoping | Directly Connected | NGET | Energy Storage System; PV Array (Photo Voltaic/solar) | a0l8e0000010wgU | PRO-002768
Spennymoor | PIVOTED POWER LLP | Spennymoor 400kV Substation |  | 0 | 49.9 | 49.9 | 2023-10-31 | Awaiting Consents | Directly Connected | NGET | Energy Storage System | a0l4L0000005ieQ | PRO-001138
Spennymoor BESS | CSE27 LIMITED | Spennymoor 400kV Substation |  | 0 | 50 | 50 | 2032-07-30 | Scoping | Directly Connected | NGET | Energy Storage System | a0l4L0000005ib9 | PRO-002035
Spennymoor BESS Station | IGP INTERNATIONAL PROSPECTING LIMITED | Spennymoor 400kV Substation |  | 0 | 400 | 400 | 2035-10-31 | Scoping | Directly Connected | NGET | Energy Storage System | a0l8e000000ewj7 | PRO-003681
Spennymoor Greener Grid Park | STATKRAFT UK LTD | Spennymoor 400kV Substation |  | 0 | 0 | 0 | 2026-10-30 | Scoping | Directly Connected | NGET | Reactive Compensation | a0l4L0000005ibF | PRO-002041
Spiorad Na Mara Offshore Wind Farm | Northland Power UK Limited | NPI C 220/66KV OFFSHORE SUBSTATION |  | 0 | 740 | 740 | 2030-10-31 | Scoping | Directly Connected | SHET | Wind Offshore | a0l4L0000005iNe | PRO-001642
Spirebush Renewable Energy Project | Spirebush Ltd | Spirebush 132kV Substation |  | 0 | 400 | 400 | 2028-07-01 | Awaiting Consents | Directly Connected | SPT | Energy Storage System; PV Array (Photo Voltaic/solar); Wind Onshore | a0l4L0000005j1V | PRO-001692
Spittal BESS Station | IGP ENERGY STORAGE 5 LIMITED |  |  | 0 | 1000 | 1000 | 2033-10-31 | Scoping | Directly Connected | SHET | Energy Storage System | a0l8e00000120Ig | PRO-003618
SPITTAL MAINS BATTERY ENERGY STORAGE | WRE Broomhill Limited | Spittal 275kV Substation |  | 0 | 200 | 200 | 2030-10-31 | Scoping | Directly Connected | SHET | Energy Storage System | a0l4L0000005j8z | PRO-002523
SPR CS1 | SCOTTISHPOWER RENEWABLES (UK) LIMITED | Alverdiscott 400kV Substation |  | 0 | 1000 | 1000 | 2037-10-31 | Scoping | Directly Connected | NGET | Wind Offshore | a0l8e0000011xxK | PRO-003484
SSE Celtic Sea 1 | SSE RENEWABLES OFFSHORE WINDFARM HOLDINGS LIMITED | Alverdiscott 400kV Substation |  | 0 | 1500 | 1500 | 2036-12-06 | Scoping | Directly Connected | NGET | Wind Offshore | a0l4L0000005iyP | PRO-002405
SSE Ferrybridge BESS | SSE UTILITY SOLUTIONS LIMITED | Ferrybridge B 132kV Substation |  | 0 | 150 | 150 | 2024-06-28 | Consents Approved | Directly Connected | NGET | Energy Storage System | a0l4L0000005ikA | PRO-001614
SSE Fiddlers Ferry Battery Energy Storage | SSE UTILITY SOLUTIONS LIMITED | Fiddlers Ferry 275kV Substation |  | 0 | 150 | 150 | 2024-06-30 | Awaiting Consents | Directly Connected | NGET | Energy Storage System | a0l4L0000005ihm | PRO-001762
SSE Offshore 1 | SSE RENEWABLES OFFSHORE WINDFARM HOLDINGS LIMITED | SSE OFFSHORE 1 379/66KV OFFSHORE SUBSTATION |  | 0 | 1320 | 1320 | 2033-10-31 | Scoping | Directly Connected | SPT | Wind Offshore | a0l4L0000005iec | PRO-001488
SSE Offshore 2 | SSE RENEWABLES OFFSHORE WINDFARM HOLDINGS LIMITED | SSE OFFSHORE 2 220/66KV OFFSHORE SUBSTATION |  | 0 | 600 | 600 | 2031-10-31 | Scoping | Directly Connected | SHET | Wind Offshore | a0l4L0000005iee | PRO-001491
SSE Offshore 3 | SSE RENEWABLES OFFSHORE WINDFARM HOLDINGS LIMITED | SSE Offshore 3 220/66kV Offshore Substation |  | 0 | 600 | 600 | 2033-10-31 | Scoping | Directly Connected | SHET | Wind Offshore | a0l4L0000005ied | PRO-001489
SSE Offshore 4 | SSE RENEWABLES OFFSHORE WINDFARM HOLDINGS LIMITED | Cousland 400kV Substation |  | 0 | 1008 | 1008 | 2033-10-31 | Scoping | Directly Connected | SPT | Wind Offshore | a0l4L0000005iwQ | PRO-002145
St. Marys Lane - Upminster BESS | Bluestone Energy Ltd | Warley GSP |  | 0 | 240 | 240 | 2030-10-31 | Scoping | Embedded | NGET | Energy Storage System | a0l8e000000f64b | PRO-003947
STALLINGBOROUGH CARBON CAPTURE CCGT | RWE STALLINGBOROUGH LIMITED | Grimsby West 400kV Substation |  | 0 | 906 | 906 | 2035-05-30 | Scoping | Directly Connected | NGET | CCGT (Combined Cycle Gas Turbine); Demand | a0l8e000000f4mv | PRO-003867
Stallingborough PV & BESS Station | IGP INTERNATIONAL PROSPECTING LIMITED | Grimsby West 400kV Substation |  | 0 | 500 | 500 | 2034-10-30 | Scoping | Directly Connected | NGET | Energy Storage System; PV Array (Photo Voltaic/solar) | a0l8e0000010wys | PRO-003021
Stanley Water WTW BESS | Bluestone Energy Ltd | Well Street Paisley 132kV |  | 0 | 60 | 60 | 2025-06-30 | Scoping | Embedded | SPT | Energy Storage System | a0l4L0000005iWk | PRO-002414
St Asaph SSE | SSE DE SOLAR HOLDCO LIMITED | Bodelwyddan 400kV Substation |  | 0 | 600 | 600 | 2037-11-01 | Scoping | Directly Connected | NGET | Energy Storage System; PV Array (Photo Voltaic/solar) | a0l8e000000f40u | PRO-003816
Staythorpe | ENSO GREEN HOLDINGS LIMITED | Staythorpe 400kV Substation |  | 0 | 400 | 400 | 2030-10-31 | Scoping | Directly Connected | NGET | Energy Storage System; PV Array (Photo Voltaic/solar) | a0l4L0000005idg | PRO-002083
Staythorpe (BESS and PV) | SSE STAYTHORPE POWER LIMITED | Staythorpe 400kV Substation |  | 0 | 437 | 437 | 2026-05-29 | Awaiting Consents | Directly Connected | NGET | Energy Storage System; PV Array (Photo Voltaic/solar) | a0l4L0000005ixD | PRO-001615
Staythorpe C | RWE GENERATION UK PLC | Staythorpe 400kv |  | 1752 | 0 | 1752 |  | Built | Directly Connected | NGET | CCGT (Combined Cycle Gas Turbine) | a0l4L0000005imB | PRO-000057
St Dennis Hendra | SAMBAR POWER LIMITED | Indian Queens 400kV Substation |  | 0 | 47.5 | 47.5 | 2024-10-31 | Consents Approved | Directly Connected | NGET | Energy Storage System | a0l4L0000005ivr | PRO-001133
Steel Point (aka Project Lithium) | Skelmersdale Energy Storage Limited | Washway Farm GSP |  | 49.9 | 0 | 49.9 |  | Built | Embedded | NGET | Energy Storage System | a0l4L0000005iTk | PRO-002057
St Marys Isle Solar Farm | REG Power Developments Limited | Tongland GSP |  | 0 | 36 | 36 | 2027-08-27 | Scoping | Embedded | SPT | Energy Storage System; PV Array (Photo Voltaic/solar) | a0l8e0000010wiL | PRO-002789
Stoke Bardolph | ORRÖN ENERGY DEVELOPMENT LIMITED | Stoke Bardolph 400kV Substation |  | 0 | 1000 | 1000 | 2032-10-31 | Scoping | Directly Connected | NGET | Energy Storage System; PV Array (Photo Voltaic/solar) | a0l8e000000TPQb | PRO-003405
Stoke Bardolph 400 | ENSO GREEN HOLDINGS LIMITED | Stoke Bardolph 400kV Substation | 1 | 0 | 200 | 200 | 2030-10-31 | Scoping | Directly Connected | NGET | Energy Storage System; PV Array (Photo Voltaic/solar) | a0l4L0000005iti | PRO-002191-1
|  | Stoke Bardolph 400kV Substation | 2 | 0 | 100 | 300 | 2031-10-31 | Scoping | Directly Connected | NGET | Energy Storage System; PV Array (Photo Voltaic/solar) | a0l4L0000005iti | PRO-002191-2
|  | Stoke Bardolph 400kV Substation | 3 | 0 | 100 | 400 | 2032-10-31 | Scoping | Directly Connected | NGET | Energy Storage System; PV Array (Photo Voltaic/solar) | a0l4L0000005iti | PRO-002191-3
STOR Field 9 BESS | EKU ENERGY FAUNE PROJECTS (UK) LIMITED | Inverkeithing GSP |  | 0 | 49.9 | 49.9 | 2029-07-30 | Scoping | Embedded | SPT | Energy Storage System | a0l4L0000005j9n | PRO-002528
Stornoway Wind Farm | STORNOWAY WIND FARM LIMITED | Stornoway 132/33kV Substation |  | 0 | 180 | 180 | 2027-05-31 | Consents Approved | Directly Connected | SHET | Wind Onshore | a0l4L0000005ixY | PRO-000346
Stracathro BESS | OPDE UK LIMITED | Stracathro BESS 275kV Substation |  | 0 | 249 | 249 | 2032-06-30 | Scoping | Directly Connected | SHET | Demand; Energy Storage System | a0l4L0000005itt | PRO-002392
Stranoch Wind Farm | EDF ENERGY RENEWABLES LIMITED | Stranoch Wind 132/33KV Substation |  | 0 | 102 | 102 | 2025-08-29 | Consents Approved | Directly Connected | SPT | Wind Onshore | a0l4L0000005inq | PRO-000127
StrataStore - Cheshire Energy Storage Facility | EDF ENERGY (GAS STORAGE) LIMITED | Cellarhead 132kV Substation |  | 0 | 200 | 200 | 2037-11-30 | Scoping | Directly Connected | NGET | Energy Storage System; Reactive Compensation | a0l8e000000f6K5 | PRO-003978
Strathrory Wind Farm | ENERGYFARM UK STRATHRORY LLP | Alness GSP |  | 0 | 36 | 36 | 2024-03-31 | Consents Approved | Embedded | SHET | Wind Onshore | a0l4L0000005iUP | PRO-001812
Strath Tirry (keep) | Strath Tirry Wind Energy 2021 Ltd | Lairg GSP | 1 | 0 | 20 | 20 | 2025-10-31 | Scoping | Embedded | SHET | Energy Storage System; Wind Onshore | a0l4L0000005iXp | PRO-001363-1
|  | Lairg GSP | 2 | 0 | 14.8 | 34.8 | 2027-09-30 | Scoping | Embedded | SHET | Energy Storage System; Wind Onshore | a0l4L0000005iXp | PRO-001363-2
Strathy North Wind | STRATHY WIND FARM LIMITED | Strathy North 132/33kV Substation |  | 67.65 | 0 | 67.65 |  | Built | Directly Connected | SHET | Wind Onshore | a0l4L0000005ihR | PRO-001553
Strathy South Wind | SSE GENERATION LIMITED | Strathy South 132/33kV Substation |  | 0 | 207.6 | 207.6 | 2025-12-01 | Scoping | Directly Connected | SHET | Wind Onshore | a0l4L0000005ix6 | PRO-000183
Strathy Wood | RWE RENEWABLES UK ONSHORE WIND LIMITED | Strathy Wood 132/33kV Substation | 1 | 0 | 54.4 | 54.4 | 2025-05-01 | Awaiting Consents | Directly Connected | SHET | Wind Onshore | a0l4L0000005ion | PRO-000154-1
|  | Strathy Wood 132/33kV Substation | 2 | 0 | 9.1 | 63.5 | 2025-08-31 | Scoping | Directly Connected | SHET | Wind Onshore | a0l4L0000005ion | PRO-000154-2
Stronelairg | STRONELAIRG WIND FARM LIMITED |  |  | 227.8 | 0 | 227.8 |  | Built | Directly Connected | SHET | Wind Onshore | a0l4L0000005ipU | PRO-000184
Sudmeadow | VIRIDIS 178 LIMITED | Port Ham 132kV Substation |  | 41.76 | 0 | 41.76 |  | Built | Embedded | NGET | Thermal | a0l4L0000005iVs | PRO-000243
Sulgrave Solar PV | EDF ENERGY RENEWABLES LIMITED | East Claydon GSP (SEPD) |  | 0 | 129.8 | 129.8 | 2026-10-30 | Scoping | Directly Connected | NGET | PV Array (Photo Voltaic/solar) | a0l4L0000005iXO | PRO-001572
Sunbury BESS | SUNBURY BESS LTD | Laleham GSP (SEPD) |  | 0 | 200 | 200 | 2031-02-24 | Scoping | Embedded | NGET | Energy Storage System | a0l4L0000005iQR | PRO-001883
Sundhope Wind Farm | Sundhope Energy Limited | Sundhope 132kV Substation |  | 0 | 180 | 180 | 2033-05-30 | Scoping | Directly Connected | SPT | Wind Onshore | a0l8e0000010wgP | PRO-002767
Sundon | SUNDON BATTERY STORAGE LIMITED | Sundon 400kV Substation |  | 0 | 49.5 | 49.5 | 2024-05-01 | Scoping | Directly Connected | NGET | Energy Storage System | a0l4L0000005ifQ | PRO-001132
| SUNDON GREEN LIMITED | Sundon GSP |  | 0 | 39.9 | 39.9 | 2023-11-10 | Scoping | Directly Connected | NGET | Energy Storage System | a0l4L0000005inv | PRO-000473
Sundon BESS | CSE30 LIMITED | Sundon 400kV Substation |  | 0 | 300 | 300 | 2031-10-31 | Scoping | Directly Connected | NGET | Energy Storage System | a0l4L0000005ibD | PRO-002039
Sundon Farm | 548 UK INVESTMENT HOLDINGS LIMITED | Sundon 400kV Substation |  | 0 | 200 | 200 | 2033-04-30 | Scoping | Directly Connected | NGET | Energy Storage System; PV Array (Photo Voltaic/solar) | a0l8e0000010wZ7 | PRO-002685
Sundon Farm 2 | 548 UK INVESTMENT HOLDINGS LIMITED | Sundon 400kV Substation |  | 0 | 700 | 700 | 2032-10-29 | Scoping | Directly Connected | NGET | Energy Storage System; PV Array (Photo Voltaic/solar) | a0l8e0000010weT | PRO-002746
Sundon Pivoted Power | PIVOTED POWER LLP | Sundon 400kV Substation |  | 0 | 49.9 | 49.9 | 2023-10-31 | Awaiting Consents | Directly Connected | NGET | Energy Storage System | a0l4L0000005ifX | PRO-001123
Sundon Storage | STATERA ENERGY LIMITED | Sundon 400kV Substation |  | 0 | 500 | 500 | 2031-12-19 | Scoping | Directly Connected | NGET | Energy Storage System | a0l4L0000005ivx | PRO-001910
Sunnica | SUNNICA LIMITED | Burwell Main 400kV Substation |  | 0 | 500 | 500 | 2027-10-31 | Awaiting Consents | Directly Connected | NGET | Energy Storage System; PV Array (Photo Voltaic/solar) | a0l4L0000005ilS | PRO-000393
Sutton Bridge | SUTTON BRIDGE POWER GENERATION | Walpole 400kV Substation |  | 850 | 0 | 850 |  | Built | Directly Connected | NGET | CCGT (Combined Cycle Gas Turbine) | a0l4L0000005iq6 | PRO-000207
Swaffham PV & BESS | IGP INTERNATIONAL PROSPECTING LIMITED | Swaffham 400KV Substation |  | 0 | 500 | 500 | 2033-10-30 | Scoping | Directly Connected | NGET | Energy Storage System; PV Array (Photo Voltaic/solar) | a0l8e000000eyK3 | PRO-003754
Swansea | ENSO GREEN HOLDINGS LIMITED | Swansea North 400kV Substation |  | 0 | 400 | 400 | 2030-10-31 | Scoping | Directly Connected | NGET | Energy Storage System; PV Array (Photo Voltaic/solar); Wind Onshore | a0l4L0000005idj | PRO-002086
Swansea Greener Grid Park - Connection 1 | Swansea Grid Solutions Limited | Swansea North 400kV Substation | 1 | 0 | 12 | 12 | 2024-08-31 | Consents Approved | Directly Connected | NGET | Energy Storage System; Reactive Compensation | a0l4L0000005ifa | PRO-001120-1
|  | Swansea North 400kV Substation | 2 | 0 | 85 | 97 | 2028-10-31 | Scoping | Directly Connected | NGET | Energy Storage System; Reactive Compensation | a0l4L0000005ifa | PRO-001120-2
Swansea Greener Grid Park - Connection 2 | Swansea Grid Solutions Limited | Swansea North 400kV Substation |  | 0 | 0 | 0 | 2025-07-31 | Scoping | Directly Connected | NGET | Reactive Compensation | a0l4L0000005ibI | PRO-002044
Swansea North | PIVOTED POWER LLP | Swansea North 400kV Substation |  | 0 | 49.9 | 49.9 | 2026-10-31 | Awaiting Consents | Directly Connected | NGET | Energy Storage System | a0l4L0000005ifb | PRO-001119
Swansea North Green Energy Centre | INNOVA RENEWABLES LIMITED | Swansea North 400kV Substation |  | 0 | 1025 | 1025 | 2028-10-30 | Scoping | Directly Connected | NGET | Energy Storage System; PV Array (Photo Voltaic/solar) | a0l4L0000005iyg | PRO-001794
Tamar-Hartmoor | TI PROJECTCO 3 LIMITED | Hartmoor 275kV Substation |  | 0 | 0 | 0 | 2025-05-31 | Scoping | Directly Connected | NGET | Reactive Compensation | a0l8e0000010wOO | PRO-002570
Tamar-Landulph | TI PROJECTCO 1 LIMITED | Landulph 400kV Substation |  | 0 | 0 | 0 | 2025-10-31 | Scoping | Directly Connected | NGET | Reactive Compensation | a0l8e0000010wOy | PRO-002581
Tamar-Richborough | TI PROJECTCO 2 LIMITED | Richborough 400kV Substation |  | 0 | 0 | 0 | 2025-10-31 | Scoping | Directly Connected | NGET | Reactive Compensation | a0l4L000002yQaN | PRO-002560
Tangy IV WF | SSE RENEWABLES SERVICES (UK) LIMITED | Tangy IV 132KV Substation |  | 0 | 96 | 96 | 2026-10-31 | Scoping | Directly Connected | SHET | Wind Onshore | a0l4L0000005iz2 | PRO-001408
Tarbuckle Hill Wind Farm | ENERGIEKONTOR UK LTD | Cairnford GSP |  | 0 | 39.6 | 39.6 | 2031-10-31 | Scoping | Embedded | SHET | Wind Onshore | a0l8e0000010x1D | PRO-003045
Tarenni | TARENNI ENERGY PARK LIMITED | Rhigos 400kV Substation |  | 0 | 188 | 188 | 2028-10-01 | Scoping | Directly Connected | NGET | Wind Onshore | a0l4L0000005iNd | PRO-001641
Tarland Battery Storage System | Tarland Limited | Tarland GSP |  | 0 | 20 | 20 | 2026-10-31 | Consents Approved | Embedded | SHET | Energy Storage System | a0l4L0000005iRy | PRO-000922
Taunton | PIVOTED POWER LLP | Taunton 400kV Substation | 1 | 0 | 49.9 | 49.9 | 2029-10-31 | Awaiting Consents | Directly Connected | NGET | Energy Storage System | a0l4L0000005icp | PRO-001073-1
|  | Taunton 400kV Substation | 2 | 0 | 50.1 | 100 | 2036-10-31 | Awaiting Consents | Directly Connected | NGET | Energy Storage System | a0l4L0000005icp | PRO-001073-2
Taylors Lane | UNIPER UK LIMITED | Willesden 132kV Substation |  | 140 | 0 | 140 |  | Built | Embedded | NGET | OCGT (Open Cycle Gas Turbine) | a0l4L0000005iVS | PRO-000149
Tealing BESS (100MW) | GPC 1039 Ltd | Tealing 132kV Substation |  | 0 | 100 | 100 | 2028-10-31 | Scoping | Directly Connected | SHET | Energy Storage System | a0l4L0000005itb | PRO-002436
Tealing Energy Park | Banks Renewables Limited | Tealing 400kV Substation |  | 0 | 1400 | 1400 | 2033-10-31 | Scoping | Directly Connected | SHET | Energy Storage System | a0l8e0000010xh8 | PRO-003084
Tealing Solar & Storage | ECODEV GROUP LTD | Tealing IDNO 132/33kV GSP |  | 0 | 80 | 80 | 2026-10-31 | Awaiting Consents | Embedded | SHET | Energy Storage System; PV Array (Photo Voltaic/solar) | a0l4L0000005iU1 | PRO-001501
Tees CCPP | SEMBCORP UTILITIES (UK) LIMITED | Greystones A and B 275kV Substations | 1 | 0 | 150 | 150 | 2023-09-30 | Under Construction/Commissioning | Directly Connected | NGET | Energy Storage System; OCGT (Open Cycle Gas Turbine) | a0l4L0000005ibW | PRO-001048-1
|  | Greystones A and B 275kV Substations | 2 | 0 | 210 | 360 | 2024-09-30 | Consents Approved | Directly Connected | NGET | Energy Storage System; OCGT (Open Cycle Gas Turbine) | a0l4L0000005ibW | PRO-001048-2
|  | Greystones A and B 275kV Substations | 3 | 0 | 340 | 700 | 2026-03-11 | Consents Approved | Directly Connected | NGET | Energy Storage System; OCGT (Open Cycle Gas Turbine) | a0l4L0000005ibW | PRO-001048-3
|  | Greystones A and B 275kV Substations | 4 | 0 | 490 | 1190 | 2027-09-30 | Consents Approved | Directly Connected | NGET | Energy Storage System; OCGT (Open Cycle Gas Turbine) | a0l4L0000005ibW | PRO-001048-4
|  | Greystones A and B 275kV Substations | 5 | 0 | 275 | 1465 | 2027-09-30 | Consents Approved | Directly Connected | NGET | Energy Storage System; OCGT (Open Cycle Gas Turbine) | a0l4L0000005ibW | PRO-001048-5
|  | Greystones A and B 275kV Substations | 6 | 0 | 235 | 1700 | 2030-09-30 | Consents Approved | Directly Connected | NGET | Energy Storage System; OCGT (Open Cycle Gas Turbine) | a0l4L0000005ibW | PRO-001048-6
Tees Renewable Energy Plant | MGT TEESSIDE LIMITED | Lackenby GSP |  | 285 | 0 | 285 |  | Built | Directly Connected | NGET | Biomass | a0l4L0000005irs | PRO-000278
Teindland Wind Farm | TEINDLAND WIND FARM LIMITED |  |  | 0 | 112.2 | 112.2 | 2027-10-31 | Scoping | Directly Connected | SHET | Wind Onshore | a0l4L0000005iNk | PRO-001821
Temple Oaks Renewable Energy Park | RIDGE CLEAN ENERGY LTD | Bicker Fen 400kV Substation |  | 0 | 240 | 240 | 2033-10-30 | Awaiting Consents | Embedded | NGET | Energy Storage System; PV Array (Photo Voltaic/solar) | a0l4L0000005iXj | PRO-002118
Teviot Wind Farm | TEVIOT WF LIMITED | Teviot Wind Farm Substation |  | 0 | 522.9 | 522.9 | 2033-05-30 | Scoping | Directly Connected | SPT | Wind Onshore | a0l4L0000005iPb | PRO-000855
Thainstone Energy Park | AGILE ENERGY RECOVERY (INVERURIE) LIMITED | Kintore GSP |  | 0 | 40 | 40 | 2023-07-31 | Consents Approved | Embedded | SHET | Waste | a0l4L0000005iU0 | PRO-001493
Thanet Offshore Wind Farm | THANET OFFSHORE WIND LIMITED | Thanet 33/132kV Offshore Substation |  | 300 | 0 | 300 |  | Built | Directly Connected | OFTO | Wind Offshore | a0l4L0000005iqB | PRO-000212
THE CLEAN FUTURE | THE CLEAN FUTURE RENEWABLES LIMITED | Killingholme 400kV Substation |  | 0 | 500 | 500 | 2033-05-31 | Scoping | Directly Connected | NGET | Energy Storage System; PV Array (Photo Voltaic/solar) | a0l4L0000005iaF | PRO-002019
Thetford | EPR THETFORD LIMITED | Bramford 400kV Substation |  | 41 | 0 | 41 |  | Built | Embedded | NGET | Biomass | a0l4L0000005iVp | PRO-000237
TH Knaresborough | FRV TH Powertek Limited | Knaresborough 275kV Substation |  | 0 | 200 | 200 | 2036-10-31 | Scoping | Directly Connected | NGET | Energy Storage System | a0l8e000001Hpdt | PRO-004131
Thormanby Solar PV & BESS | BAYWA R.E. UK LIMITED | Thormanby 400kV Substation |  | 0 | 350 | 350 | 2033-10-28 | Awaiting Consents | Directly Connected | NGET | Energy Storage System; PV Array (Photo Voltaic/solar) | a0l4L0000005iuy | PRO-002123
Thorney Edge | ARLINGTON (GROUP SERVICES) LIMITED | Cellarhead 400kV Substation |  | 0 | 300 | 300 | 2037-11-30 | Scoping | Directly Connected | NGET | Energy Storage System | a0l4L0000005iu3 | PRO-002327
Thornlemuir Farm | GPC 1119 Ltd | Neilston 132kV Substation |  | 0 | 150 | 150 | 2027-09-30 | Scoping | Directly Connected | SPT | Energy Storage System | a0l8e0000011zs8 | PRO-003600
Thornton | IGP SOLAR 19 LIMITED | Thornton 400kV Substation |  | 0 | 500 | 500 | 2031-10-31 | Scoping | Directly Connected | NGET | Energy Storage System; PV Array (Photo Voltaic/solar) | a0l4L0000005iOr | PRO-001647
Thornton BESS | CSWE 9 LIMITED | Thornton 400kV Substation |  | 0 | 200 | 200 | 2034-10-31 | Scoping | Directly Connected | NGET | Energy Storage System | a0l8e000000ewjR | PRO-003684
Thornton Facility | BALWEN LIMITED | Thornton 400kV Substation | 1 | 0 | 99.98 | 99.98 | 2024-10-25 | Under Construction/Commissioning | Directly Connected | NGET | Energy Storage System; PV Array (Photo Voltaic/solar) | a0l4L0000005ieb | PRO-001484-1
|  | Thornton 400kV Substation | 2 | 0 | 99.98 | 199.96 | 2026-10-23 | Consents Approved | Directly Connected | NGET | Energy Storage System; PV Array (Photo Voltaic/solar) | a0l4L0000005ieb | PRO-001484-2
|  | Thornton 400kV Substation | 3 | 0 | 200 | 399.96 | 2028-10-27 | Consents Approved | Directly Connected | NGET | Energy Storage System; PV Array (Photo Voltaic/solar) | a0l4L0000005ieb | PRO-001484-3
|  | Thornton 400kV Substation | 4 | 0 | 530.03 | 929.99 | 2031-11-28 | Consents Approved | Directly Connected | NGET | Energy Storage System; PV Array (Photo Voltaic/solar) | a0l4L0000005ieb | PRO-001484-4
Thornton PV & BESS Sub | O&G Solar (SPV 46) Limited | Thornton B 400kV Substation |  | 0 | 249.9 | 249.9 | 2035-10-26 | Scoping | Directly Connected | NGET | Energy Storage System; PV Array (Photo Voltaic/solar) | a0l8e000001Hpem | PRO-004141
Thorpe Marsh 1 (Tertiary) | ENSO GREEN HOLDINGS LIMITED | Thorpe Marsh 400kV Substation | 1 | 0 | 49.9 | 49.9 | 2024-10-31 | Scoping | Directly Connected | NGET | Energy Storage System; PV Array (Photo Voltaic/solar) | a0l4L0000005iny | PRO-000470-1
|  | Thorpe Marsh 400kV Substation | 2 | 0 | 7.1 | 57 | 2026-10-31 | Scoping | Directly Connected | NGET | Energy Storage System; PV Array (Photo Voltaic/solar) | a0l4L0000005iny | PRO-000470-2
Thorpe Marsh Energy Park | Banks Renewables Limited | Thorpe Marsh 400kV Substation |  | 0 | 1400 | 1400 | 2026-10-30 | Scoping | Directly Connected | NGET | Energy Storage System | a0l4L0000005iNO | PRO-001620
Thorpe Marsh Green Energy Centre | INNOVA RENEWABLES LIMITED | Thorpe Marsh 400kV Substation | 1 | 0 | 400 | 400 | 2030-10-30 | Awaiting Consents | Directly Connected | NGET | Energy Storage System; PV Array (Photo Voltaic/solar) | a0l4L0000005igN | PRO-001724-1
|  | Thorpe Marsh 400kV Substation | 2 | 0 | 625 | 1025 | 2032-08-31 | Awaiting Consents | Directly Connected | NGET | Energy Storage System; PV Array (Photo Voltaic/solar) | a0l4L0000005igN | PRO-001724-2
TH Stow Manor | FRV TH Powertek Limited | Cottam 400kV Substation |  | 0 | 400 | 400 | 2033-10-31 | Awaiting Consents | Directly Connected | NGET | Energy Storage System | a0l8e0000010xfQ | PRO-003077
Thurcroft BESS | HARMONY ENERGY LIMITED | Thurcroft GSP |  | 0 | 99.9 | 99.9 | 2031-10-31 | Scoping | Directly Connected | NGET | Energy Storage System | a0l4L0000005iwj | PRO-002313
Thurrock Power Station | THURROCK POWER LIMITED | Tilbury 275kV Substation |  | 0 | 750 | 750 | 2024-10-31 | Scoping | Directly Connected | NGET | Energy Storage System; Gas Reciprocating | a0l4L0000005ivp | PRO-000494
Thurso South BESS | WP Grid Storage 3 Limited | Thurso South 275kV Substation’ |  | 0 | 100 | 100 | 2030-10-31 | Scoping | Directly Connected | SHET | Energy Storage System | a0l8e000000ewOO | PRO-003655
Thurso South Synchronous Compensation | THURSO GRID SERVICES LIMITED | Thurso GSP |  | 0 | 0 | 0 | 2023-10-31 | Consents Approved | Directly Connected | SHET | Reactive Compensation | a0l4L0000005iap | PRO-001415
Tilbury | TILBURY GREEN POWER LIMITED | Tilbury 132kV Substation |  | 43 | 0 | 43 |  | Built | Embedded | NGET | Biomass | a0l4L0000005iVq | PRO-000238
Tillbridge Solar | TILLBRIDGE SOLAR LIMITED | Cottam 400kV Substation |  | 0 | 500 | 500 | 2027-10-01 | Scoping | Directly Connected | NGET | Energy Storage System; PV Array (Photo Voltaic/solar) | a0l4L0000005ifW | PRO-001126
TINZ Nene 4 (Richborough) | TINZ PROGRAMME 3 PROJECTCO 4 LIMITED | Richborough 400kV Substation |  | 0 | 0 | 0 | 2025-05-30 | Scoping | Directly Connected | NGET | Reactive Compensation | a0l4L0000005iYo | PRO-001953
TINZ Project Nene 1 (Landulph) | TINZ PROGRAMME 3 PROJECTCO 1 LIMITED | Landulph 400kV Substation |  | 0 | 1 | 1 | 2025-04-01 | Scoping | Directly Connected | NGET | Reactive Compensation | a0l4L0000005iYy | PRO-001968
Toddleburn Wind Farm | SSE TODDLEBURN LIMITED |  |  | 27.6 | 0 | 27.6 |  | Built | Directly Connected | SPT | Wind Onshore | a0l4L0000005ipV | PRO-000185
Tolkien Solar Farm | Tolkien Solar Farm Limited | Tolkien Farm 132kV Substation |  | 0 | 200 | 200 | 2033-10-31 | Scoping | Directly Connected | SHET | Energy Storage System; PV Array (Photo Voltaic/solar) | a0l4L0000005ikf | PRO-002294
Tollgate 49.5MW BESS | Tollgate Energy Storage Limited | Hatfield 33kV Substation |  | 0 | 49.5 | 49.5 | 2023-01-31 | Consents Approved | Embedded | NGET | Energy Storage System | a0l4L0000005iM3 | PRO-002372
Tomchrasky Wind Farm | E Power Limited | Tomchrasky Wind Farm 132kV Substation |  | 0 | 74.4 | 74.4 | 2029-10-31 | Scoping | Directly Connected | SHET | Wind Onshore | a0l4L0000005ixo | PRO-002270
Torfichen Energy Park | Renewable Energy Systems Limited | Torfichen Energy Park 132kV Substation |  | 0 | 150 | 150 | 2030-10-31 | Scoping | Directly Connected | SPT | Energy Storage System; Wind Onshore | a0l8e0000010wRI | PRO-002598
Tormsdale Windfarm | ARISE AB | Mybster 3 132/33kV Substation |  | 0 | 70 | 70 | 2027-06-30 | Scoping | Directly Connected | SHET | Wind Onshore | a0l4L0000005iRQ | PRO-001904
Torness | EDF ENERGY NUCLEAR GENERATION LIMITED | Torness GSP |  | 1250 | 0 | 1250 |  | Built | Directly Connected | SPT | Nuclear | a0l4L0000005ioR | PRO-000146
Torr Achilty (part of the Conon Cascade) | SSE GENERATION LIMITED |  |  | 15 | 0 | 15 |  | Built | Embedded | SHET | Hydro | a0l4L0000005iVc | PRO-000186
Torridge 2 Offshore Wind Farm | UK MAINSTREAM RENEWABLE POWER LIMITED | Alverdiscott 400kV Substation |  | 0 | 1000 | 1000 | 2036-12-06 | Scoping | Directly Connected | NGET | Wind Offshore | a0l8e0000010wj4 | PRO-002795
Torridge Offshore Wind Farm | UK MAINSTREAM RENEWABLE POWER LIMITED | Alverdiscott 400kV Substation |  | 0 | 1500 | 1500 | 2031-10-31 | Scoping | Directly Connected | NGET | Wind Offshore | a0l4L0000005iy6 | PRO-001917
Tottenham | PIVOTED POWER LLP | Tottenham GSP |  | 0 | 49.9 | 49.9 | 2024-10-31 | Scoping | Directly Connected | NGET | Energy Storage System | a0l4L0000005ieG | PRO-001060
Touch Energy Park | Naturalis Energy Developments Ltd | Stirling GSP |  | 0 | 60 | 60 | 2026-09-30 | Scoping | Embedded | SPT | Energy Storage System; Wind Onshore | a0l4L0000005iWX | PRO-001816
Trafalgar Park | VIRIDIS 178 LIMITED | Willington 132kV Substation |  | 14 | 0 | 14 |  | Built | Embedded | NGET | Thermal | a0l4L0000005izf | PRO-000242
Trafford Power | WAINSTONES ENERGY LIMITED | Carrington 400KV Substation | 1 | 0 | 1040 | 1040 | 2025-10-30 | Consents Approved | Directly Connected | NGET | CCGT (Combined Cycle Gas Turbine) | a0l4L0000005izi | PRO-000276-1
|  | Carrington 400KV Substation | 2 | 0 | 1040 | 2080 | 2036-10-30 | Scoping | Directly Connected | NGET | CCGT (Combined Cycle Gas Turbine) | a0l4L0000005izi | PRO-000276-2
Tralorg Wind Farm | TRALORG WIND FARM LIMITED | Tralorg Wind Farm 33kV Substatio |  | 20 | 0 | 20 |  | Built | Directly Connected | SPT | Wind Onshore | a0l4L0000005itA | PRO-000357
Trawsfynydd B Cwmni Egino | Cwmni Egino | Trawsfynydd 275kV Substation |  | 0 | 940 | 940 | 2037-11-01 | Scoping | Directly Connected | NGET | Nuclear | a0l8e0000012gZA | PRO-004421
Triton Knoll Offshore Wind Farm | TRITON KNOLL OFFSHORE WIND FARM LIMITED | Triton Knoll Offshore Substation |  | 824 | 0 | 824 |  | Built | Directly Connected | NGET | Wind Offshore | a0l4L0000005ipZ | PRO-000193
Troston Wind Farm | EDF ENERGY RENEWABLES LIMITED | Troston Wind Farm 132kV Substation |  | 0 | 68 | 68 | 2027-10-31 | Awaiting Consents | Directly Connected | SPT | Wind Onshore | a0l4L0000005iff | PRO-001115
Tulliallan BESS | IGP ENERGY STORAGE 6 LIMITED | Kincardine 275kV Substation |  | 0 | 500 | 500 | 2031-10-31 | Scoping | Directly Connected | SPT | Energy Storage System | a0l8e00000120Ih | PRO-003619
Tullo Wind Farm | TULLO WIND FARM LIMITED | Bridge of Dun GSP |  | 17 | 0 | 17 |  | Built | Embedded | SHET | Wind Onshore | a0l4L0000005iVv | PRO-000252
Tullymurdoch Wind Farm | TULLYMURDOCH LIMITED | Coupar Angus GSP |  | 17.5 | 0 | 17.5 |  | Built | Embedded | SHET | Wind Onshore | a0l4L0000005iWL | PRO-000313
Tween Bridge Solar Park | RWE RENEWABLES UK ONSHORE WIND LIMITED | Tween Bridge 400kV | 1 | 0 | 340 | 340 | 2029-10-31 | Scoping | Directly Connected | NGET | Energy Storage System; PV Array (Photo Voltaic/solar) | a0l4L0000005iZU | PRO-001990-1
|  | Tween Bridge 400kV | 2 | 0 | 250 | 590 | 2032-11-30 | Scoping | Directly Connected | NGET | Energy Storage System; PV Array (Photo Voltaic/solar) | a0l4L0000005iZU | PRO-001990-2
Twentyshilling Wind Farm | TWENTYSHILLING LIMITED | Glenglass 132/33kV Substation |  | 37.8 | 0 | 37.8 |  | Built | Directly Connected | SPT | Wind Onshore | a0l4L0000005iZ7 | PRO-001365
Twinshiels (Tullo 2) Wind Farm | TWINSHIELS WIND FARM LTD | Fiddes GSP |  | 25 | 0 | 25 |  | Built | Embedded | SHET | Wind Onshore | a0l4L0000005iQq | PRO-000895
Twyn Hywel Cillfynydd | Twyn Hywel Energy Park Ltd | Cilfynydd 400kV Substation |  | 0 | 160 | 160 | 2025-06-30 | Scoping | Directly Connected | NGET | Wind Onshore | a0l4L0000005izF | PRO-001497
Tyler Hill Bicker Fen | FRV TH Powertek Limited | Bicker Fen 400kV Substation |  | 0 | 400 | 400 | 2035-05-30 | Scoping | Directly Connected | NGET | Energy Storage System | a0l8e0000012gcN | PRO-004443
Tyler Hill Iver | FRV TH Powertek Limited | Iver 275kV Substation |  | 0 | 199.92 | 199.92 | 2037-10-31 | Awaiting Consents | Directly Connected | NGET | Energy Storage System | a0l8e000001HpeD | PRO-004134
Uskmouth | USKMOUTH ENERGY STORAGE LIMITED | Uskmouth 132kV Substation | 1 | 0 | 230 | 230 | 2024-06-30 | Under Construction/Commissioning | Directly Connected | NGET | Energy Storage System | a0l4L0000005izu | PRO-000220-1
|  | Uskmouth 132kV Substation | 2 | 0 | 119.9 | 349.9 | 2038-10-30 | Scoping | Directly Connected | NGET | Energy Storage System | a0l4L0000005izu | PRO-000220-2
Uskmouth - New Connection | ENSO GREEN HOLDINGS E LIMITED | Uskmouth 275kV Substation |  | 0 | 120 | 120 | 2026-10-31 | Scoping | Directly Connected | NGET | Energy Storage System | a0l4L0000005iyt | PRO-001357
Valorous Offshore Wind Farm | BLUE GEM WIND LIMITED | Pembroke 400kV Substation |  | 0 | 300 | 300 | 2029-04-02 | Scoping | Directly Connected | NGET | Wind Offshore | a0l4L0000005iZl | PRO-001383
Vanguard | NORFOLK VANGUARD LIMITED | Necton 400kV Substation |  | 0 | 1320 | 1320 | 2025-12-01 | Consents Approved | Directly Connected | NGET | Wind Offshore | a0l4L0000005izX | PRO-000459
Vanguard East | Norfolk Vanguard East Ltd | Necton 400kV Substation | 1 | 0 | 960 | 960 | 2027-03-01 | Scoping | Directly Connected | NGET | Wind Offshore | a0l4L0000005izd | PRO-000580-1
|  | Necton 400kV Substation | 2 | 0 | 360 | 1320 | 2028-12-31 | Scoping | Directly Connected | NGET | Wind Offshore | a0l4L0000005izd | PRO-000580-2
Viking Wind Farm | VIKING ENERGY WIND FARM LLP | Kergord GSP |  | 0 | 443 | 443 | 2024-07-01 | Consents Approved | Directly Connected | SHET | Wind Onshore | a0l4L0000005isv | PRO-000338
Vox Charlie | Vox Charlie Ltd | Amersham GSP (EPN) |  | 0 | 125.28 | 125.28 | 2037-10-31 | Scoping | Embedded | NGET | Energy Storage System | a0l8e0000010wOY | PRO-002573
VPI Immingham B OCGT | VPI IMMINGHAM B LIMITED | Humber Refinery 400kV Substation |  | 0 | 299 | 299 | 2024-09-30 | Scoping | Directly Connected | NGET | Gas Reciprocating | a0l4L0000005iPc | PRO-000854
Wakeleys BESS | EPL NEWCO6 LIMITED | Wakeleys 400kV |  | 0 | 480 | 480 | 2033-10-30 | Scoping | Directly Connected | NGET | Energy Storage System; PV Array (Photo Voltaic/solar) | a0l8e000000f5Bx | PRO-003921
Walham 700MW BESS | GPC 1154 Ltd | Walham 400kV Substation |  | 0 | 700 | 700 | 2038-10-31 | Scoping | Directly Connected | NGET | Energy Storage System | a0l4L000002yQZZ | PRO-002551
Walham PV & BESS Sub | O&G Solar (SPV 35) Limited | Walham 400kV Substation |  | 0 | 249 | 249 | 2033-11-17 | Scoping | Directly Connected | NGET | Energy Storage System; PV Array (Photo Voltaic/solar) | a0l4L0000005j8W | PRO-002522
Walney 3 Offshore Wind Farm | WALNEY EXTENSION LIMITED | Walney 3 Offshore Substation |  | 330 | 0 | 330 |  | Built | Directly Connected | NGET | Wind Offshore | a0l4L0000005iql | PRO-000239
Walney 4 Offshore Wind Farm | WALNEY EXTENSION LIMITED | Walney 4 Offshore Substation |  | 330 | 0 | 330 |  | Built | Directly Connected | NGET | Wind Offshore | a0l4L0000005iqm | PRO-000240
Walney II Offshore Wind Farm | WALNEY (UK) OFFSHORE WINDFARMS LIMITED | Walney 2 33/132kV Substation |  | 182 | 0 | 182 |  | Built | Directly Connected | OFTO | Wind Offshore | a0l4L0000005iqH | PRO-000222
Walney I Offshore Wind Farm | WALNEY (UK) OFFSHORE WINDFARMS LIMITED | Walney 1 33/132kV Offshore Substation |  | 182 | 0 | 182 |  | Built | Directly Connected | OFTO | Wind Offshore | a0l4L0000005iqG | PRO-000221
Walpole | PIVOTED POWER LLP | Walpole 400kV Substation |  | 0 | 49.9 | 49.9 | 2022-10-31 | Under Construction/Commissioning | Directly Connected | NGET | Energy Storage System | a0l4L0000005ifg | PRO-001114
Walpole 1 (Tertiary) | WALPOLE GREEN LIMITED | Walpole 400kV Substation | 1 | 0 | 49.9 | 49.9 | 2023-05-01 | Scoping | Directly Connected | NGET | Energy Storage System; PV Array (Photo Voltaic/solar) | a0l4L0000005ipk | PRO-000556-1
|  | Walpole 400kV Substation | 2 | 0 | 7.1 | 57 | 2023-10-31 | Scoping | Directly Connected | NGET | Energy Storage System; PV Array (Photo Voltaic/solar) | a0l4L0000005ipk | PRO-000556-2
Walpole 2 (tertiary) | ENSO GREEN HOLDINGS R LIMITED | Walpole 400kV Substation |  | 0 | 100 | 100 | 2024-10-31 | Scoping | Directly Connected | NGET | Energy Storage System; PV Array (Photo Voltaic/solar) | a0l4L0000005ioV | PRO-000505
Walpole Flexible Generation | FLEXIBLE GENERATION 1 LTD | Walpole 400kV Substation |  | 0 | 2000 | 2000 | 2033-06-30 | Scoping | Directly Connected | NGET | CCGT (Combined Cycle Gas Turbine); Energy Storage System | a0l4L0000005ikm | PRO-002440
Walpole Grid Services Facility | Conrad (Walpole) Limited | Walpole 400kV Substation |  | 0 | 0 | 0 | 2025-05-31 | Consents Approved | Directly Connected | NGET | Reactive Compensation | a0l8e000000exSn | PRO-003728
Walsoken Battery | Walsoken Limited | Walpole 132kV Substation |  | 0 | 200 | 200 | 2033-10-30 | Scoping | Embedded | NGET | Energy Storage System | a0l8e0000010wZd | PRO-002690
Waltham Cross BESS | ENSO GREEN HOLDINGS LIMITED | Waltham Cross GSP |  | 0 | 57 | 57 | 2028-09-29 | Scoping | Directly Connected | NGET | Energy Storage System; PV Array (Photo Voltaic/solar) | a0l4L0000005icC | PRO-002070
Warley | WARLEY BATTERY STORAGE | Warley 275kV Substation |  | 0 | 57 | 57 | 2024-06-30 | Consents Approved | Directly Connected | NGET | Energy Storage System | a0l4L0000005ifh | PRO-001113
Warley (tertiary) | WARLEY GREEN LIMITED | Warley 275kV Substation | 1 | 0 | 49.9 | 49.9 | 2023-07-31 | Scoping | Directly Connected | NGET | Energy Storage System; PV Array (Photo Voltaic/solar) | a0l4L0000005ipl | PRO-000555-1
|  | Warley 275kV Substation | 2 | 0 | 7.1 | 57 | 2024-06-28 | Scoping | Directly Connected | NGET | Energy Storage System; PV Array (Photo Voltaic/solar) | a0l4L0000005ipl | PRO-000555-2
Warley 2 | CSE26 LIMITED | Warley 275kV Substation | 1 | 0 | 150 | 150 | 2029-10-31 | Scoping | Directly Connected | NGET | Energy Storage System | a0l4L0000005iPF | PRO-001848-1
|  | Warley 275kV Substation | 2 | 0 | 50 | 200 | 2033-10-31 | Scoping | Directly Connected | NGET | Energy Storage System | a0l4L0000005iPF | PRO-001848-2
Warley Battery Energy Storage | ABBEY PROPERTIES CAMBRIDGESHIRE LIMITED | Warley 275kV Substation |  | 0 | 200 | 200 | 2029-10-31 | Scoping | Directly Connected | NGET | Energy Storage System | a0l4L0000005iwp | PRO-002321
Warley PV & BESS | O&G Solar (SPV 36) Limited | Warley 275kV Substation |  | 0 | 249.9 | 249.9 | 2031-10-31 | Scoping | Directly Connected | NGET | Energy Storage System; PV Array (Photo Voltaic/solar) | a0l4L000002yQWQ | PRO-002537
Water Lane | VIRIDIS 178 LIMITED | Exeter GSP |  | 20.88 | 0 | 20.88 |  | Built | Embedded | NGET | CHP (Combined Heat and Power) | a0l4L0000005iVr | PRO-000241
Waternish Wind Farm Substaion | WIND DEVELOPMENT HOLDINGS LIMITED | Waternish Wind Farm 12KV Substation |  | 0 | 81.6 | 81.6 | 2034-04-30 | Scoping | Directly Connected | SHET | Wind Onshore | a0l4L0000005ike | PRO-002295
Weaver BESS | ECODEV PROJECTS LTD | Frodsham 400kV Substation |  | 0 | 240 | 240 | 2037-11-01 | Scoping | Directly Connected | NGET | Energy Storage System | a0l8e0000010wOP | PRO-002571
Weirs Drove | EAST ANGLIA GRID STORAGE ONE LIMITED | Burwell Main 400kV Substation | 1 | 49.9 | 0 | 49.9 |  | Built | Embedded | NGET | Energy Storage System | a0l4L0000005iXk | PRO-001655-1
|  | Burwell Main 400kV Substation | 2 | 0 | 30 | 79.9 | 2028-10-31 | Scoping | Embedded | NGET | Energy Storage System | a0l4L0000005iXk | PRO-001655-2
WELBAR ENERGY STORAGE | WELBAR ENERGY STORAGE LIMITED | Hams Hall 400kV Substation | 1 | 0 | 349.9 | 349.9 | 2026-10-30 | Consents Approved | Directly Connected | NGET | Energy Storage System | a0l4L0000005iey | PRO-001735-1
|  | Hams Hall 400kV Substation | 2 | 0 | 50 | 399.9 | 2032-10-31 | Consents Approved | Directly Connected | NGET | Energy Storage System | a0l4L0000005iey | PRO-001735-2
Well Street Paisley | Gas Generation Property Limited | Elderslie 132/33kV Substation |  | 0 | 49.9 | 49.9 | 2025-05-06 | Scoping | Embedded | SPT | Energy Storage System | a0l4L0000005iWq | PRO-002265
West Andershaw Wind Farm | WEST ANDERSHAW WIND FARM LIMITED | West Andershaw 132kV Substation |  | 0 | 85.8 | 85.8 | 2030-04-30 | Scoping | Directly Connected | SPT | Wind Onshore | a0l8e0000010wPR | PRO-002584
West Burton | ENSO GREEN HOLDINGS A LIMITED | West Burton 132kV Substation | 1 | 0 | 49.9 | 49.9 | 2025-06-30 | Scoping | Directly Connected | NGET | Energy Storage System; PV Array (Photo Voltaic/solar) | a0l4L0000005iYC | PRO-001323-1
|  | West Burton 132kV Substation | 2 | 0 | 49.9 | 99.8 | 2026-06-30 | Scoping | Directly Connected | NGET | Energy Storage System; PV Array (Photo Voltaic/solar) | a0l4L0000005iYC | PRO-001323-2
|  | West Burton 132kV Substation | 3 | 0 | 20.2 | 120 | 2026-12-30 | Scoping | Directly Connected | NGET | Energy Storage System; PV Array (Photo Voltaic/solar) | a0l4L0000005iYC | PRO-001323-3
West Burton B | WEST BURTON B LIMITED | West Burton 400kV Substation |  | 1333 | 500 | 1833 | 2032-10-31 | Built | Directly Connected | NGET | CCGT (Combined Cycle Gas Turbine); Energy Storage System | a0l4L0000005ilI | PRO-000369
West Burton Solar Project | WEST BURTON SOLAR PROJECT LIMITED | West Burton 400kV Substation |  | 0 | 480 | 480 | 2028-11-30 | Scoping | Directly Connected | NGET | Energy Storage System; PV Array (Photo Voltaic/solar) | a0l4L0000005ipf | PRO-000561
Westermost Rough Offshore Wind Farm | WESTERMOST ROUGH LIMITED | Westermost Rough Offshore Substation |  | 206.5 | 0 | 206.5 |  | Built | Directly Connected | OFTO | Wind Offshore | a0l4L0000005iqI | PRO-000223
Westerton Lane BESS | GPC Battery Ltd | Busby 275kV |  | 0 | 150 | 150 | 2029-09-17 | Scoping | Directly Connected | SPT | Energy Storage System | a0l8e000000TPLz | PRO-003267
West Grimsby Farm | ELGIN ENERGY ES CO LIMITED | Grimsby West GSP |  | 0 | 150 | 150 | 2035-10-31 | Awaiting Consents | Embedded | NGET | PV Array (Photo Voltaic/solar) | a0l8e0000012gbe | PRO-004434
West Haddon | ORRÖN ENERGY DEVELOPMENT LIMITED | West Haddon 400kV |  | 0 | 1000 | 1000 | 2039-10-31 | Scoping | Directly Connected | NGET | Demand; PV Array (Photo Voltaic/solar) | a0l8e000000TPRU | PRO-003417
| SSE DE SOLAR HOLDCO LIMITED | West Haddon 400kV Substation |  | 0 | 600 | 600 | 2039-10-01 | Scoping | Directly Connected | NGET | Energy Storage System; PV Array (Photo Voltaic/solar) | a0l8e000000f41E | PRO-003820
West of Duddon Sands Offshore Wind Farm | MORECAMBE WIND LIMITED | West of Duddon Sands 34/155kV Offshore Substation |  | 382 | 0 | 382 |  | Built | Directly Connected | OFTO | Wind Offshore | a0l4L0000005iq9 | PRO-000210
West Saval Battery Storage | West Saval Battery Storage Ltd | West Saval Substation 132 kV |  | 0 | 200 | 200 | 2030-10-31 | Scoping | Directly Connected | SHET | Demand; Energy Storage System | a0l8e0000011yC5 | PRO-003510
West Torrisdale | ESB ASSET DEVELOPMENT UK LIMITED | Carradale 1 GSP |  | 0 | 50 | 50 | 2027-04-30 | Scoping | Embedded | SHET | Wind Onshore | a0l4L0000005iT2 | PRO-000944
West Weybridge | ORRÖN ENERGY DEVELOPMENT LIMITED | West Weybridge 400kV Substation |  | 0 | 1000 | 1000 | 2037-10-31 | Scoping | Directly Connected | NGET | Energy Storage System; PV Array (Photo Voltaic/solar) | a0l8e000000TPQw | PRO-003410
| PIVOTED POWER LLP | West Weybridge 275kV Substation |  | 0 | 49.9 | 49.9 | 2027-10-31 | Scoping | Directly Connected | NGET | Energy Storage System | a0l4L0000005ign | PRO-001108
West Weybridge (Tertiary) | ENSO GREEN HOLDINGS LIMITED | West Weybridge 275kV Substation | 1 | 0 | 49.9 | 49.9 | 2025-10-31 | Scoping | Directly Connected | NGET | Energy Storage System; PV Array (Photo Voltaic/solar) | a0l4L0000005ipo | PRO-000552-1
|  | West Weybridge 275kV Substation | 2 | 0 | 7.1 | 57 | 2027-10-31 | Scoping | Directly Connected | NGET | Energy Storage System; PV Array (Photo Voltaic/solar) | a0l4L0000005ipo | PRO-000552-2
Wether Hill | SCOTTISHPOWER RENEWABLES (UK) LIMITED | Wether Hill 132/33KV Substation |  | 0 | 66 | 66 | 2028-12-01 | Scoping | Directly Connected | SPT | Wind Onshore | a0l4L0000005ig2 | PRO-001527
White Cairns BESS | CENTRICA BRIGG LIMITED | Peterhead 275kV |  | 0 | 400 | 400 | 2033-10-31 | Scoping | Directly Connected | SHET | Energy Storage System | a0l8e000001HrmF | PRO-004219
Whitegate Tertiary Connection | HD144WHI LTD | Whitegate 275kV Substation |  | 0 | 57 | 57 | 2024-06-30 | Consents Approved | Directly Connected | NGET | Energy Storage System | a0l4L0000005io8 | PRO-000512
Whitehill Battery Storage | Whitehill Battery Storage Ltd | Easterhouse 275kV |  | 0 | 200 | 200 | 2026-10-31 | Awaiting Consents | Directly Connected | SPT | Energy Storage System | a0l4L0000005idp | PRO-002093
Whitehouse BESS station | IGP INTERNATIONAL PROSPECTING LIMITED | Crossaig 132kV Substation |  | 0 | 249 | 249 | 2034-10-31 | Scoping | Directly Connected | SHET | Demand; Energy Storage System | a0l4L0000005iu6 | PRO-002237
Whitelaw Brae BESS | BUK23 Limited | Whitelaw Brae B 33kV Substation |  | 0 | 1 | 1 | 2026-07-31 | Scoping | Directly Connected | SPT | Energy Storage System | a0l8e000000TPIW | PRO-003247
Whitelaw Brae Windfarm | WHITELAW BRAE WINDFARM LIMITED | Whitelaw Brae 'A' and 'B' 33kV Substations |  | 0 | 57 | 57 | 2024-06-28 | Scoping | Directly Connected | SPT | Wind Onshore | a0l4L0000005isx | PRO-000341
Whitelee | SCOTTISHPOWER RENEWABLES (UK) LIMITED | Whitelee GSP | 1 | 305 | 0 | 305 |  | Built | Directly Connected | SPT | Wind Onshore | a0l4L0000005ime | PRO-000067-1
|  | Whitelee GSP | 2 | 0 | 355 | 660 | 2029-06-15 | Scoping | Directly Connected | SPT | Wind Onshore | a0l4L0000005ime | PRO-000067-2
Whitelee Extension | SCOTTISHPOWER RENEWABLES (UK) LIMITED | Whitelee Extension |  | 206 | 32 | 238 | 2023-03-31 | Built | Directly Connected | SPT | Wind Onshore | a0l4L0000005imf | PRO-000068
Whiteleigh Farm | Greenswitch Capital Limited | Pyworthy 400kV Substation |  | 0 | 300 | 300 | 2036-12-06 | Scoping | Directly Connected | NGET | Energy Storage System; PV Array (Photo Voltaic/solar) | a0l4L0000005iMI | PRO-002385
Whiteside Hill Wind Farm | WHITESIDE HILL WINDFARM (SCOTLAND) LIMITED | Glenglass 132/33kV Substation |  | 27 | 0 | 27 |  | Built | Directly Connected | SPT | Wind Onshore | a0l4L0000005irL | PRO-000267
Whitson | PIVOTED POWER LLP | Whitson 275kV Substation |  | 0 | 49.9 | 49.9 | 2026-10-31 | Scoping | Directly Connected | NGET | Energy Storage System | a0l4L0000005ieF | PRO-001061
Willington | PIVOTED POWER LLP | Willington East 400kV Substation |  | 0 | 57 | 57 | 2026-06-30 | Scoping | Directly Connected | NGET | Energy Storage System | a0l4L0000005isl | PRO-000326
| SSE UTILITY SOLUTIONS LIMITED | Willington 400kV Substation |  | 0 | 600 | 600 | 2029-10-30 | Scoping | Directly Connected | NGET | Energy Storage System; PV Array (Photo Voltaic/solar) | a0l4L0000005iuY | PRO-002257
Willington East 1 (Tertiary) | ENSO GREEN HOLDINGS LIMITED | Willington East 400kV Substation | 1 | 0 | 49.9 | 49.9 | 2025-06-30 | Scoping | Directly Connected | NGET | Energy Storage System; PV Array (Photo Voltaic/solar) | a0l4L0000005ipp | PRO-000551-1
|  | Willington East 400kV Substation | 2 | 0 | 7.1 | 57 | 2027-06-30 | Scoping | Directly Connected | NGET | Energy Storage System; PV Array (Photo Voltaic/solar) | a0l4L0000005ipp | PRO-000551-2
Willington East 2 (Tertiary) | ENSO GREEN HOLDINGS LIMITED | Willington East 400kV Substation | 1 | 0 | 49.9 | 49.9 | 2025-10-31 | Scoping | Directly Connected | NGET | Energy Storage System; PV Array (Photo Voltaic/solar) | a0l4L0000005ips | PRO-000548-1
|  | Willington East 400kV Substation | 2 | 0 | 7.1 | 57 | 2027-10-31 | Scoping | Directly Connected | NGET | Energy Storage System; PV Array (Photo Voltaic/solar) | a0l4L0000005ips | PRO-000548-2
Willington Energy Park | RNA-ENERGY LTD | Willington 400kV Substation |  | 0 | 500 | 500 | 2028-03-30 | Scoping | Directly Connected | NGET | Energy Storage System; PV Array (Photo Voltaic/solar) | a0l4L0000005iYw | PRO-001964
Willington Green Energy Centre | WILLINGTON GREEN ENERGY LIMITED | Willington 400kV Substation | 1 | 0 | 400 | 400 | 2026-10-30 | Scoping | Directly Connected | NGET | Energy Storage System; PV Array (Photo Voltaic/solar) | a0l4L0000005ikH | PRO-001797-1
|  | Willington 400kV Substation | 2 | 0 | 625 | 1025 | 2029-10-30 | Awaiting Consents | Directly Connected | NGET | Energy Storage System; PV Array (Photo Voltaic/solar) | a0l4L0000005ikH | PRO-001797-2
Willington PV & BESS | O&G Solar (SPV 45) Limited | Willington East 400kV Substation |  | 0 | 249.9 | 249.9 | 2033-10-31 | Scoping | Directly Connected | NGET | Energy Storage System; PV Array (Photo Voltaic/solar) | a0l8e000001Hper | PRO-004142
Wilton | SEMBCORP UTILITIES (UK) LIMITED | Greystones A 275kV Substation |  | 141 | 0 | 141 |  | Built | Directly Connected | NGET | CCGT (Combined Cycle Gas Turbine) | a0l4L0000005ize | PRO-000228
WindyHill BESS2 Facility | ENERGYGRIDPOWER LTD | Windy Hill Grid 132kV Substation |  | 0 | 200 | 200 | 2024-09-30 | Scoping | Directly Connected | SPT | Energy Storage System | a0l4L0000005ib7 | PRO-002032
WindyHill Energy Storage Facility | ENERGYGRIDPOWER LTD | Windy Hill Grid 132kV Substation |  | 0 | 200 | 200 | 2024-07-30 | Scoping | Directly Connected | SPT | Energy Storage System | a0l4L0000005ies | PRO-001696
Windy Rig Wind Farm | WINDY RIG WIND FARM LIMITED | Blackhill 132kV Substation |  | 42.8 | 0 | 42.8 |  | Built | Directly Connected | SPT | Wind Onshore | a0l4L0000005ilo | PRO-000374
Windy Standard II (Brockloch Rig) Wind Farm | BROCKLOCH RIG WINDFARM LIMITED | Dun Hill 132/33kV Substation | 1 | 61.5 | 0 | 61.5 |  | Built | Directly Connected | SPT | Wind Onshore | a0l4L0000005iqj | PRO-000233-1
|  | Dun Hill 132/33kV Substation | 2 | 0 | 13.5 | 75 | 2024-06-30 | Consents Approved | Directly Connected | SPT | Wind Onshore | a0l4L0000005iqj | PRO-000233-2
Windy Standard III Wind Farm | Brockloch Rig III Ltd | Dun Hill 132/33kV Substation | 1 | 0 | 43.5 | 43.5 | 2024-06-30 | Awaiting Consents | Directly Connected | SPT | Wind Onshore | a0l4L0000005ite | PRO-000359-1
|  | Dun Hill 132/33kV Substation | 2 | 0 | 42 | 85.5 | 2024-06-30 | Awaiting Consents | Directly Connected | SPT | Wind Onshore | a0l4L0000005ite | PRO-000359-2
|  | Dun Hill 132/33kV Substation | 3 | 0 | 10.5 | 96 | 2029-06-30 | Awaiting Consents | Directly Connected | SPT | Wind Onshore | a0l4L0000005ite | PRO-000359-3
Wishaw Energy Storage Facility | ZENOBE WISHAW LIMITED | Wishaw 33 kV Substation |  | 49.95 | 0 | 49.95 |  | Built | Directly Connected | SPT | Energy Storage System | a0l4L0000005ixR | PRO-001433
Woburn Solar Farm | SolarThree Ltd | Dunstable 400kV Substation |  | 0 | 840 | 840 | 2031-10-31 | Scoping | Directly Connected | NGET | PV Array (Photo Voltaic/solar) | a0l8e0000010x0F | PRO-003033
Womblehill BESS Farm | RE Projects Development Limited | Womblehill BESS Farm 132kV |  | 0 | 200 | 200 | 2029-10-31 | Scoping | Directly Connected | SHET | Energy Storage System | a0l4L0000005itj | PRO-002197
WORSET LANE BESS | HARTFINDER ONE LIMITED | Hartmoor 275kV Substation |  | 0 | 200 | 200 | 2033-10-28 | Consents Approved | Directly Connected | NGET | Energy Storage System | a0l8e000000ew2x | PRO-003650
Worset PV & BESS Park | Worcestershire Solar 1 Limited | Hartmoor 275kV Substation |  | 0 | 37.5 | 37.5 | 2024-06-07 | Consents Approved | Directly Connected | NGET | Energy Storage System; PV Array (Photo Voltaic/solar) | a0l4L0000005ieL | PRO-001055
Wright Street BESS | P3P PARTNERS LLP | Braehead Park GSP |  | 0 | 49.9 | 49.9 | 2025-07-16 | Scoping | Embedded | SPT | Energy Storage System | a0l8e0000010xh3 | PRO-003083
Wylfa Substation | ENSO GREEN HOLDINGS LIMITED | Wylfa 132kV Substation |  | 0 | 120 | 120 | 2026-10-31 | Scoping | Directly Connected | NGET | Energy Storage System; PV Array (Photo Voltaic/solar) | a0l4L0000005ioD | PRO-000506
Wymondley | ENSO GREEN HOLDINGS LIMITED | Wymondley 400kV Substation | 1 | 0 | 200 | 200 | 2031-10-31 | Scoping | Directly Connected | NGET | Energy Storage System; PV Array (Photo Voltaic/solar) | a0l4L0000005iyN | PRO-002187-1
|  | Wymondley 400kV Substation | 2 | 0 | 100 | 300 | 2032-10-31 | Scoping | Directly Connected | NGET | Energy Storage System; PV Array (Photo Voltaic/solar) | a0l4L0000005iyN | PRO-002187-2
|  | Wymondley 400kV Substation | 3 | 0 | 100 | 400 | 2033-10-31 | Scoping | Directly Connected | NGET | Energy Storage System; PV Array (Photo Voltaic/solar) | a0l4L0000005iyN | PRO-002187-3
| PIVOTED POWER LLP | Wymondley 400kV Substation |  | 0 | 57 | 57 | 2025-06-30 | Awaiting Consents | Directly Connected | NGET | Energy Storage System | a0l4L0000005iOg | PRO-001245
Wymondley BESS Limited | AGR RENEWABLES LIMITED | Wymondley 400kV Substation |  | 0 | 35.5 | 35.5 | 2031-10-31 | Scoping | Directly Connected | NGET | Energy Storage System | a0l8e0000011y2S | PRO-003496
Wymondley Farm | Wymondley 10 Renewables Ltd | Wymondley 400kV Substation |  | 0 | 1000 | 1000 | 2032-10-30 | Scoping | Directly Connected | NGET | Energy Storage System; PV Array (Photo Voltaic/solar) | a0l4L000002yQZj | PRO-002552
Wymondley GEC (Ethos Green) | WYMONDLEY GREEN ENERGY CENTRE LTD | Wymondley 400kV Substation |  | 0 | 700 | 700 | 2032-10-30 | Awaiting Consents | Directly Connected | NGET | Demand; Energy Storage System; PV Array (Photo Voltaic/solar); Reactive Compensation | a0l8e000000f5Y7 | PRO-003934
Wymondley High Impact Green Energy Hub (HIGEH) 1 | TELIS ENERGY UK LIMITED | Wymondley 2 400kV Substation |  | 0 | 1000 | 1000 | 2033-10-31 | Awaiting Consents | Directly Connected | NGET | Energy Storage System; PV Array (Photo Voltaic/solar); Reactive Compensation; Wind Onshore | a0l8e0000010wWr | PRO-002659
Wymondley Solar Farm | AGR SOLAR 4 LIMITED | Wymondley 400kV Substation |  | 0 | 49.995 | 49.995 | 2024-06-30 | Scoping | Directly Connected | NGET | Energy Storage System; PV Array (Photo Voltaic/solar) | a0l4L0000005igq | PRO-001105
Wyseby Hill Energy Farm | WYSEBYHILL ENERGY FARM LIMITED | Wyseby Hill Energy Farm 400kV Substation |  | 0 | 750 | 750 | 2031-10-31 | Scoping | Directly Connected | SPT | Energy Storage System; PV Array (Photo Voltaic/solar) | a0l4L0000005iQS | PRO-001884
Yaxley | CONNECTID 2 LIMITED | Yaxley 400kV Substation |  | 0 | 920 | 920 | 2032-10-31 | Scoping | Directly Connected | NGET | Demand; Energy Storage System; PV Array (Photo Voltaic/solar); Reactive Compensation | a0l8e000000TPMi | PRO-003272
Yaxley Farm | 548 UK INVESTMENT HOLDINGS LIMITED | Yaxley 400kV Substation |  | 0 | 200 | 200 | 2032-10-31 | Scoping | Directly Connected | NGET | Energy Storage System; PV Array (Photo Voltaic/solar) | a0l8e0000010wZM | PRO-002688
Yaxley GEC (Ethos Green) | YAXLEY GREEN ENERGY CENTRE LTD | Yaxley 400kV Substation |  | 0 | 450 | 450 | 2031-10-31 | Awaiting Consents | Directly Connected | NGET | Demand; Energy Storage System; PV Array (Photo Voltaic/solar); Reactive Compensation | a0l8e000000f5YC | PRO-003935
Y Bryn Wind Farm | Y BRYN WIND FARM LIMITED | Margam GSP |  | 0 | 151.2 | 151.2 | 2029-05-10 | Scoping | Directly Connected | NGET | Wind Onshore | a0l4L0000005ib4 | PRO-002029
Zenobe Blackhillock 300 MW | ZENOBE BLACKHILLOCK LIMITED | Blackhillock 275kV Substation | 1 | 0 | 200 | 200 | 2024-02-01 | Consents Approved | Directly Connected | SHET | Energy Storage System | a0l4L0000005iNT | PRO-001624-1
|  | Blackhillock 275kV Substation | 2 | 0 | 100 | 300 | 2026-04-01 | Consents Approved | Directly Connected | SHET | Energy Storage System | a0l4L0000005iNT | PRO-001624-2
Zenobe Coalburn Battery Storage | ZENOBE ENERGY LIMITED | Coalburn 400kV Substation |  | 0 | 200 | 200 | 2026-06-30 | Scoping | Directly Connected | SPT | Energy Storage System | a0l4L0000005j1W | PRO-001780
Zenobe Eccles Battery Storage | ZENOBE ENERGY LIMITED | Eccles 400kV Substation |  | 0 | 400 | 400 | 2026-04-30 | Scoping | Directly Connected | SPT | Energy Storage System | a0l4L0000005ij4 | PRO-001779
Zenobe Kilmarnock South | Zenobe Kilmarnock South Limited | Kilmarnock South GSP | 1 | 0 | 200 | 200 | 2024-10-25 | Scoping | Directly Connected | SPT | Energy Storage System | a0l4L0000005ieo | PRO-001687-1
|  | Kilmarnock South GSP | 2 | 0 | 100 | 300 | 2025-07-31 | Scoping | Directly Connected | SPT | Energy Storage System | a0l4L0000005ieo | PRO-001687-2
Zenobe Necton BESS | ZENOBE ENERGY LIMITED | Necton 400kV Substation |  | 0 | 300 | 300 | 2033-10-31 | Scoping | Directly Connected | NGET | Energy Storage System | a0l8e000000TPQM | PRO-003402
Zenobe New Deer Battery Storage | ZENOBE ENERGY LIMITED | New Deer 400kV Substation |  | 0 | 200 | 200 | 2029-10-31 | Scoping | Directly Connected | SHET | Energy Storage System | a0l4L0000005ij3 | PRO-001778
Zenobe Norton | ZENOBE ENERGY LIMITED | Norton 400kV Substation |  | 0 | 150 | 150 | 2031-10-31 | Awaiting Consents | Directly Connected | NGET | Energy Storage System | a0l4L0000005iy8 | PRO-001691
Zenobe Stalybridge Project | ZENOBE ENERGY LIMITED | Stalybridge 275kV Substation |  | 0 | 150 | 150 | 2026-09-30 | Scoping | Directly Connected | NGET | Energy Storage System | a0l4L0000005iuV | PRO-001940